## SRMC
Primary Cost Center | (All)
Row Labels | Count of Legacy Asset #
Anesthesia | 149
ANALYZERS/ POINT-OF-CARE/ WHOLE BLOOD/ HEMATOLOGY/ HEMOGLOBIN | 1
ANESTHESIA UNIT VAPORIZERS | 21
ANESTHESIA UNITS | 9
AUTOTRANSFUSION UNITS/ BLOOD PROCESSING | 1
DEPARTMENT | 1
HUMIDIFIERS/ HEATED | 4
INFUSION PUMPS | 12
INFUSION PUMPS/ PATIENT-CONTROLLED ANALGESIC | 58
LARYNGOSCOPES | 2
LAVAGE UNITS/ SURGICAL | 1
MODULES/ RECORDERS | 4
MONITORS/ BEDSIDE/ ANESTHETIC GAS | 8
MONITORS/ BEDSIDE/ CARDIAC OUTPUT | 2
MONITORS/ BISPECTRAL INDEX | 1
SCANNING SYSTEMS/ULTRASONIC/DIAGNOSTIC (DI) | 1
STIMULATORS/ELECTRICAL/PERIPHERAL NERVE/ANALGESIC | 6
WARMING UNITS/ BLOOD/SOLUTION | 7
WARMING UNITS/ PATIENT/ FORCED-AIR | 10
Audiology | 2
AUDIOMETERS | 1
COMPUTERS | 1
Cardiology Clinic | 15
DEFIBRILLATOR/ MONITOR/ PACEMAKERS | 1
ELECTROCARDIOGRAPHS/ MULTICHANNEL | 5
MONITORING SYSTEMS/ PHYSIOLOGIC | 1
MONITORING SYSTEMS/ PHYSIOLOGIC/ STRESS EXERCISE | 1
SCALES/ PATIENT | 1
SCANNING SYSTEMS/ULTRASONIC/DIAGNOSTIC (DI) | 1
SHAKERS | 1
TABLES/ EXAMINATION/TREATMENT | 2
THERMOMETERS/ ELECTRONIC/ INFRARED/ EAR | 1
TREADMILLS | 1
Central Supply | 160
INFUSION PUMPS | 160
Clinical Engineering | 48
ASPIRATORS | 8
ASPIRATORS/ TRACHEAL | 3
CALIBRATORS | 2
CONTROLLERS/ BED | 1
DEFIBRILLATOR/ MONITOR/ PACEMAKERS | 3
DEPARTMENT | 1
DIGITAL MULTIMETERS | 1
FLOWMETERS | 1
FLOWMETERS/ GAS | 1
OPHTHALMOSCOPE/OTOSCOPES | 5
PHOTOTACHOMETERS | 1
PRESSURE METERS/ DIGITAL | 1
SCALES/ CLINICAL/ LABORATORY | 1
SIMULATORS/ MULTIPARAMETER | 1
TESTERS | 4
TESTERS/ DEFIBRILLATOR | 1
TESTERS/ ELECTRICAL SAFETY/MEDICAL DEVICE PERFORMA | 1
TESTERS/ ELECTROSURGICAL UNIT | 1
TESTERS/ EXTERNAL CARDIAC PACEMAKER | 1
TESTERS/ PNEUMATIC | 2
TESTERS/ PULSE OXIMETRY MONITOR | 1
THERMOMETERS/ ELECTRONIC | 2
THERMOMETERS/ ELECTRONIC/ THERMISTOR/THERMOCOUPLE/ | 2
WEIGHTS/ BALANCE/ PRECISION | 3
Emergency Department | 146
ANALYZERS/ POINT-OF-CARE/ BREATH/ ALCOHOL | 3
ANALYZERS/ POINT-OF-CARE/ URINE
ASPIRATORS | 3
BATTERY CHARGERS | 1
BLOOD-FLOW DETECTORS/ ULTRASONIC | 2
CAST CUTTERS
DATA MANAGEMENT SYSTEMS | 1
DEFIBRILLATOR/ MONITOR/ PACEMAKERS | 4
DEPARTMENT | 1
ELECTROCARDIOGRAPHS/ MULTICHANNEL | 2
EQUIPMENT BOOM ARMS | 2
LARYNGOSCOPES | 1
LIFTS/ PATIENT TRANSFER | 4
LIGHTS/ EXAMINATION
LIGHTS/ SURGICAL | 12
LIGHTS/ ULTRAVIOLET | 2
MODULES/ CAPNOGRAPH | 9
MODULES/ DATA/ TRANSFER | 2
MONITORING SYSTEMS/ PHYSIOLOGIC | 17
MONITORS/ BEDSIDE | 2
MONITORS/ PATIENT TRANSPORT | 13
OPHTHALMOSCOPE/OTOSCOPES | 4
OXIMETERS/ PULSE | 1
PACEMAKERS/ CARDIAC/ EXTERNAL | 1
REFRIGERATORS/ LABORATORY | 3
SCALES/ INFANT | 1
SCALES/ PATIENT | 1
SCALES/ PATIENT/ PLATFORM/ ELECTRONIC | 3
SCANNING SYSTEMS/ ULTRASONIC/ PORTABLE | 1
SCANNING SYSTEMS/ULTRASONIC/DIAGNOSTIC (BIOMED) | 1
SLIT LAMPS | 1
STRETCHERS/ MOBILE/ HOSPITAL | 17
TESTERS/ CHARGERS/ BATTERY | 2
THERMOMETERS/ ELECTRONIC | 2
THERMOMETERS/ ELECTRONIC/ INFRARED | 2
THERMOMETERS/ ELECTRONIC/ INFRARED/ EAR | 17
TONOMETERS/ OPHTHALMIC | 1
WARMING UNITS/ BLANKET | 2
WARMING UNITS/ BLOOD/SOLUTION | 1
WARMING UNITS/ BLOOD/SOLUTION (FLUID) | 1
WARMING UNITS/ PATIENT/ CIRCULATING-FLUID | 1
WARMING UNITS/ PATIENT/ FORCED-AIR | 1
WARMING UNITS/ PATIENT/ RADIANT/ INFANT | 1
ENT Specialty Clinic | 14
AUDIOMETERS | 2
AUDIOMETRIC BOOTHS | 1
CARTS/ INSTRUMENT | 3
CHAIRS/ EXAMINATION/ TREATMENT | 3
LIGHTS/ EXAMINATION | 1
MICROSCOPES/ LIGHT/ EXAMINATION/ OTORHINOLARYNGOLO | 1
MONITORING SYSTEMS/ PHYSIOLOGIC | 1
SCALES/ PATIENT | 1
TABLES/ EXAMINATION/TREATMENT | 1
THERMOMETERS/ ELECTRONIC/ INFRARED
Environmental Services | 3
AIR CLEANERS/ HIGH-EFFICIENCY FILTER | 2
DEPARTMENT | 1
Facilities Maintenance | 2
DEPARTMENT | 1
LIFTS/ PATIENT TRANSFER | 1
Family Practice Clinic | 47
ANALYZERS/ POINT-OF-CARE/ WHOLE BLOOD/ GLUCOSE | 1
DEFIBRILLATORS/ EXTERNAL/ AUTOMATED | 1
DEPARTMENT | 1
LIGHTS/ EXAMINATION | 2
LIGHTS/ ULTRAVIOLET | 1
MICROSCOPES | 1
MONITORING SYSTEMS/ PHYSIOLOGIC | 7
NEBULIZERS/ ULTRASONIC | 1
OPHTHALMOSCOPE/OTOSCOPES | 14
REFRIGERATORS/ PHARMACY | 1
SCALES/ INFANT | 2
SCALES/ PATIENT/ PLATFORM/ ELECTRONIC | 2
TABLES/ EXAMINATION/TREATMENT | 13
THERMOMETERS/ ELECTRONIC/ INFRARED
Finance - General Ledger | 1
DEPARTMENT | 1
Food and Nutrition | 1
DEPARTMENT | 1
Intergrative Medicine | 1
REFRIGERATORS/ LABORATORY | 1
Lab - Blood Bank | 3
INCUBATORS/ LABORATORY/ PLATELET | 1
PLASMA THAWERS | 1
REFRIGERATORS/ BLOOD BANK | 1
Med/Surg Subacute | 223
ASPIRATORS | 4
BATTERIES | 2
BATTERY CHARGERS | 2
BEDS/ ELECTRIC | 51
CHAIRS/ PATIENT TRANSFER | 1
COMPRESSION UNITS/ INTERMITTENT | 43
DATA MANAGEMENT SYSTEMS | 2
DEFIBRILLATOR/ MONITOR/ PACEMAKERS | 4
DEPARTMENT | 1
EXERCISE STAIRS | 1
FLOWMETERS/ BLOOD/ ULTRASONIC | 2
LIFTS/ PATIENT TRANSFER | 12
MONITORING SYSTEMS/ PHYSIOLOGIC | 28
OPHTHALMOSCOPE/OTOSCOPES | 1
RECORDERS | 2
REFRIGERATORS/ LABORATORY | 4
SCALES/ LIFT | 3
SCALES/ PATIENT | 1
SCALES/ PATIENT/ BEDSIDE/ SLING | 2
SCALES/ PATIENT/ PLATFORM/ ELECTRONIC | 1
SCANNING SYSTEMS/ULTRASONIC/DIAGNOSTIC (BIOMED) | 1
STRETCHERS/ MOBILE/ HOSPITAL | 2
STRETCHERS/ MOBILE/ HOSPITAL/ PATIENT TRANSFER | 2
TABLES/ EXAMINATION/TREATMENT | 2
THERMOMETERS/ ELECTRONIC | 2
THERMOMETERS/ ELECTRONIC/ INFRARED/ EAR | 23
TRANSMITTERS/ TELEMETRIC | 24
Medical Specialties | 20
DEFIBRILLATORS/ EXTERNAL/ AUTOMATED | 1
LIGHTS/ EXAMINATION
MONITORING SYSTEMS/ PHYSIOLOGIC | 5
OPHTHALMOSCOPE/OTOSCOPES | 8
RECLINER CHAIRS/ PATIENT CARE | 3
SCALES/ PATIENT | 1
SCALES/ PATIENT/ PLATFORM/ ELECTRONIC | 1
TABLES/ EXAMINATION/TREATMENT
THERMOMETERS/ ELECTRONIC/ INFRARED
WARMING UNITS/ BLANKET | 1
Medical/Cardiac ICU | 171
ASPIRATORS | 1
BEDS/ ELECTRIC | 10
CATHETER/ STYLET TIP LOCATORS/ CENTRAL VENOUS | 1
COMPRESSION UNITS/ INTERMITTENT | 9
DATA MANAGEMENT SYSTEMS | 1
DEFIBRILLATOR/ MONITOR/ PACEMAKERS | 2
DEPARTMENT | 1
EQUIPMENT BOOM ARMS | 12
HEMODIALYSIS UNITS | 3
LARYNGOSCOPES | 1
LIFTS/ PATIENT TRANSFER | 1
LIGHTS/ EXAMINATION/ CEILING-MOUNTED | 12
MATTRESS SYSTEMS/ LOW-AIR-LOSS | 2
MODULES/ CAPNOGRAPH | 19
MODULES/ DATA/ TRANSFER | 12
MODULES/ OXIMETERS/ PULSE | 8
MONITORING SYSTEMS/ PHYSIOLOGIC | 12
MONITORS/ BEDSIDE/ BLOOD GAS | 2
MONITORS/ PATIENT TRANSPORT | 12
OPHTHALMOSCOPE/OTOSCOPES
PACEMAKERS/ CARDIAC/ EXTERNAL | 1
PERITONEAL DIALYSIS UNITS | 2
PUMPS/ ENTERAL FEEDING | 16
RACKS/ MODULE | 12
REFRIGERATORS/ LABORATORY | 2
SCALES/ PATIENT/ BEDSIDE/ SLING | 1
SCANNING SYSTEMS/ ULTRASONIC/ PORTABLE | 1
STIMULATOR/ELECTRICAL/PERIPHERAL NERVE/ACUPUNCTURE | 1
STRETCHERS/ MOBILE/ HOSPITAL/ PATIENT TRANSFER | 1
THERMOMETERS/ ELECTRONIC/ INFRARED | 3
THERMOMETERS/ ELECTRONIC/ INFRARED/ EAR | 4
WARMING UNITS/ BLANKET | 1
WARMING UNITS/ PATIENT/ CIRCULATING-FLUID | 2
WARMING UNITS/ PATIENT/ FORCED-AIR | 1
WATER PURIFICATION SYSTEMS/ REVERSE OSMOSIS | 2
Neurodiagnostics Lab | 1
DEPARTMENT | 1
Operating Room | 321
ARTHROSCOPIC SHAVER SYSTEMS | 5
ASPIRATORS | 4
ASPIRATORS/ LIPOSUCTION | 1
BATTERY CHARGERS
BLOOD-FLOW DETECTORS/ ULTRASONIC | 1
CAMERA/ DIGITAL | 1
CAMERAS/ MICROSCOPE | 1
CAMERAS/ VIDEO | 2
CAMERAS/ VIDEO/ ENDOSCOPE | 3
CARTS | 1
CARTS/ OTHER | 1
CARTS/ SURGICAL CASE | 1
CAST CUTTERS | 1
CENTRIFUGES/ TABLETOP | 1
COMPRESSION UNITS/ INTERMITTENT | 6
COMPUTERS/ STEREOTACTIC SURGERY | 1
CONTROLLERS | 2
CONTROLLERS/ COMPRESSION | 1
DEFIBRILLATOR/ MONITOR/ PACEMAKERS | 3
DEPARTMENT | 4
DIGITIZER/ RECORDER/ VIDEO | 2
DISPENSERS | 1
DRILLS/ BONE | 1
DRIVERS
ELECTROSURGICAL UNIT/ MONO/ BI-POLAR/ ARGON-ENHANCED | 1
ELECTROSURGICAL UNITS | 7
ELECTROSURGICAL UNITS/ BIPOLAR | 2
ELECTROSURGICAL UNITS/ MONOPOLAR/ BIPOLAR | 11
ENDOSCOPES
EQUIPMENT BOOM ARMS | 13
FLUID MANAGEMENT SYSTEM | 1
GAS DELIVERY UNITS/ ARGON-ENHANCED COAGULATION | 1
GENERATORS/ RADIO-FREQUENCY | 1
HOT PLATES/ STIRRING | 1
INSUFFLATORS | 10
IRRIGATION/ DISTENTION SYSTEMS | 6
IRRIGATION/DISTENTION SYSTEMS/ ARTHROSCOPIC | 8
LASERS | 1
LASERS/ CARBON DIOXIDE | 1
LASERS/ HO:YAG | 1
LIGHT SOURCES | 15
LIGHT SOURCES/ FIBEROPTIC | 5
LIGHTS/ SURGICAL | 15
LITHOTRIPTERS | 2
LITHOTRIPTERS/ INTRACORPOREAL/ IMPACT/ ULTRASONIC | 1
MATTRESS SYSTEMS
MICROELECTRODE AMPLIFIERS | 3
MICROSCOPES | 1
MICROSCOPES/ LIGHT/ OPERATING | 3
MODULES/ BLOOD PRESSURE | 7
MODULES/ CAPNOGRAPH | 1
MODULES/ MULTIPARAMETERS | 3
MODULES/ RECORDERS | 1
MONITORING SYSTEMS/ PHYSIOLOGIC | 10
MONITORS/ BEDSIDE | 1
MONITORS/ BEDSIDE/ NEUROLOGY | 1
MONITORS/ BISPECTRAL INDEX | 1
MONITORS/ MEDICAL GRADE DISPLAY | 5
MONITORS/ PATIENT TRANSPORT | 6
MONITORS/ VIDEO | 23
PRINTERS | 4
PRINTERS/ DIGITAL WRITER | 2
PRINTERS/ VIDEO | 3
PROBES/ GAMMA RADIATION DETECTION/ ABDOMINAL | 1
PROGRAMMER/TESTERS/ ELECTRICAL STIMULATOR/ IMPLANT | 1
RACKS/ MODULE | 7
RADIOFREQUENCY THERAPY SYSTEMS/ TISSUE ABLATION | 2
REFRIGERATORS/ PHARMACY | 1
REGULATORS/ SUCTION | 1
REMOTE CONTROLS | 1
ROBOTIC SURGICAL SYSTEMS | 1
ROUTER/ SWITCH/ HUB | 6
SCALES/ CLINICAL/ LABORATORY | 1
SCANNING SYSTEMS/ ULTRASONIC/ PORTABLE | 1
SHAVERS | 1
SIMULATORS | 1
STEREOTACTIC SYSTEMS | 1
SURGICAL SLUSH UNITS | 2
TABLES/ EXAMINATION/TREATMENT/ORTHOPEDIC/TRACTION | 3
TABLES/ IMAGING | 2
TABLES/ OPERATING | 8
TABLES/ OPERATING/ MICROSURGERY | 1
TESTERS/ PNEUMATIC | 1
TOURNIQUETS/ PNEUMATIC/ AUTOMATIC ROTATING | 4
VIDEO IMAGE PROCESSORS | 9
VIDEO IMAGE PROCESSORS/ ENDOSCOPIC | 27
WARMING UNITS/ BLANKET | 3
WARMING UNITS/ BLOOD/SOLUTION (FLUID) | 1
WARMING UNITS/ MULTIPURPOSE | 2
WASTE-DISPOSAL UNITS | 8
WATER-JET SURGICAL UNITS | 1
WORKSTATION | 1
Ortho/Surgery Clinic | 22
CAST CUTTERS
DEFIBRILLATORS/ EXTERNAL/ AUTOMATED | 1
DEPARTMENT | 1
EQUIPMENT BOOM ARMS | 2
LIGHTS/ EXAMINATION | 1
MONITORING SYSTEMS/ PHYSIOLOGIC | 3
OPHTHALMOSCOPE/OTOSCOPES | 4
SCALES/ PATIENT/ PLATFORM/ ELECTRONIC | 2
SCALES/ PATIENT/ WHEELCHAIR | 1
TABLES/ EXAMINATION/TREATMENT | 7
THERMOMETERS/ ELECTRONIC/ INFRARED
PACU | 137
ASPIRATORS | 1
COMPRESSION UNITS/ INTERMITTENT | 8
DATA MANAGEMENT SYSTEMS | 1
DEFIBRILLATOR/ MONITOR/ PACEMAKERS | 1
DEPARTMENT | 1
ELECTROCARDIOGRAPHS/ MULTICHANNEL | 2
FLOWMETERS/ BLOOD | 1
MATTRESS SYSTEMS
MODULES/ CAPNOGRAPH | 11
MONITORING SYSTEMS/ PHYSIOLOGIC | 33
MONITORS/ PATIENT TRANSPORT | 32
REFRIGERATORS/ LABORATORY | 2
SCALES/ PATIENT/ PLATFORM/ ELECTRONIC | 2
SCANNING SYSTEMS/ULTRASONIC/DIAGNOSTIC (BIOMED) | 1
SCANNING SYSTEMS/ULTRASONIC/DIAGNOSTIC (DI) | 1
STRETCHERS/ MOBILE/ HOSPITAL/ PATIENT TRANSFER | 31
THERMOMETERS/ ELECTRONIC/ INFRARED | 7
WARMING UNITS/ BLANKET | 2
Pharmacy - Inpatient | 8
BALANCES/ ELECTRONIC | 1
DEPARTMENT | 1
FREEZERS/ LABORATORY | 1
HOODS/ CHEMICAL FUME | 1
HOODS/ ISOLATION/ LAMINAR AIR FLOW | 1
REFRIGERATORS/ LABORATORY | 1
REFRIGERATORS/ PHARMACY | 1
THERMOMETERS/ ELECTRONIC | 1
Psychiatry | 19
ASPIRATORS | 1
BEDS/ MECHANICAL | 12
DEFIBRILLATOR/ MONITOR/ PACEMAKERS | 1
DEPARTMENT | 1
OPHTHALMOSCOPE/OTOSCOPES
REFRIGERATORS/ LABORATORY | 1
SCALES/ PATIENT/ WHEELCHAIR | 1
TABLES/ EXAMINATION/TREATMENT
THERMOMETERS/ ELECTRONIC/ INFRARED/ EAR | 2
Pulmonary Diagnostics | 7
NEBULIZERS/ ULTRASONIC | 1
SCALES/ PATIENT/ PLATFORM/ ELECTRONIC | 1
SPIROMETERS | 2
SYRINGES/ PLUNGER/ CALIBRATION | 2
THERMOMETERS/ ELECTRONIC/ INFRARED | 1
Pulmonary Services | 84
CAPNOGRAPHS | 7
DEPARTMENT | 2
HUMIDIFIERS/ HEATED | 14
LARYNGOSCOPES | 1
NEBULIZERS/ HEATED | 2
NEBULIZERS/ NONHEATED | 4
OXIMETERS/ PULSE | 4
OXYGEN METERS | 3
OXYGEN-AIR PROPORTIONERS | 17
PERCUSSORS | 3
SPIROMETERS | 1
VENTILATORS | 25
VENTILATORS/ TRANSPORT | 1
Radiology - Admin | 1
CHAIRS/ RADIOGRAPHY/ FLUOROSCOPY | 1
Radiology - Bone Densitometry | 2
DENSITOMETERS/ BONE/ X-RAY | 1
SCALES | 1
Radiology - CT Scan | 7
INJECTORS/ CONTRAST MEDIA
MODULES/ CAPNOGRAPH | 1
MODULES/ MULTIPARAMETERS | 1
MODULES/ RECORDERS | 1
MONITORING SYSTEMS/ PHYSIOLOGIC | 1
MONITORS/ BEDSIDE | 1
SCANNING SYSTEMS/ COMPUTED TOMOGRAPHY | 2
Radiology - General | 13
ASPIRATORS | 1
DEFIBRILLATOR/ MONITOR/ PACEMAKERS | 1
DEPARTMENT | 1
DIGITAL IMAGING SYSTEMS/ COMPUTED RADIOGRAPHY
LIGHTS/ EXAMINATION
PICTURE ARCHIVING AND COMMUNICATION SYSTEMS (PACS)
RADIOGRAPHIC SYSTEMS/ DIGITAL | 2
RADIOGRAPHIC UNITS/ MOBILE | 4
RADIOGRAPHIC/FLUOROSCOPIC SYSTEMS | 1
RADIOGRAPHIC/FLUOROSCOPIC UNITS/ MOBILE | 2
REFRIGERATORS/ LABORATORY | 1
WARMING UNITS/ GEL
Radiology - Interventional Rad | 2
RADIOGRAPHIC/FLUOROSCOPIC UNITS/ MOBILE | 2
Radiology - Mammography | 5
COMPUTER AIDED DETECTION SYSTEMS/ MAMMOGRAPHIC
DENSITOMETERS/ BONE/ X-RAY | 1
DENSITOMETERS/ X-RAY FILM | 1
MONITORING SYSTEMS/ PHYSIOLOGIC | 1
RADIOGRAPHIC SYSTEMS/ DIGITAL/ MAMMOGRAPHIC | 2
STEREOTACTIC SYSTEMS/ BIOPSY
WORKSTATIONS/ DIGITAL RADIOGRAPHY
Radiology - MRI | 7
INFUSION CONTROLLERS | 1
INFUSION PUMPS | 1
INJECTORS/ CONTRAST MEDIA/ MAGNETIC RESONANCE IMAG | 1
MONITORS/ TELEMETRIC/ PHYSIOLOGIC | 3
SCANNER/MAGNETIC RESONANCE IMAGING/FULLBODY121 | 1
Radiology - Nuclear Med | 5
ASPIRATORS | 1
INFUSION PUMPS | 1
SCALES/ PATIENT/ PLATFORM/ ELECTRONIC | 1
SCANNING SYSTEMS/ GAMMA CAMERA | 1
THYROID UPTAKE SYSTEMS | 1
Radiology - Ultrasound | 9
SCANNING SYSTEMS/ ULTRASONIC/ PORTABLE | 2
SCANNING SYSTEMS/ULTRASONIC/DIAGNOSTIC (DI) | 2
TABLES/ EXAMINATION/TREATMENT | 3
WASHER/DECONTAMINATORS | 2
Rehabilitation Services | 19
BATHS/ PARAFFIN/ PHYSICAL THERAPY | 2
BATHS/ WATER | 1
DEFIBRILLATORS/ EXTERNAL/ AUTOMATED | 2
DEPARTMENT | 1
DYNAMOMETERS | 3
EXERCISE STAIRS | 1
EXERCISERS/ CONTINUOUS PASSIVE MOTION
HYDROCOLLATORS | 1
SCALES/ PATIENT/ PLATFORM/ MECHANICAL | 1
TABLES | 1
TABLES/ EXAMINATION/TREATMENT | 4
TREADMILLS | 1
ULTRASOUND THERAPY SYSTEMS/ PHYSICAL THERAPY | 1
Security | 1
DEFIBRILLATORS/ EXTERNAL/ AUTOMATED | 1
Sleep Disorders Center | 48
CAMERAS/ VIDEO | 4
CONTINUOUS POSITIVE AIRWAY PRESSURE UNITS | 8
CONTROLLERS/ BED | 3
DEPARTMENT | 1
DRYERS | 1
ELECTROENCEPHALOGRAPHS | 4
INFLATORS | 4
MICROELECTRODE AMPLIFIERS | 4
MODULES/ ELECTROENCEPHALOGRAPHY | 4
MONITORS/BEDSIDE/RESPIRATION/CARBON DIOXIDE/OXYGEN | 4
POLYSOMNOGRAPHS | 3
SENSORS | 4
SPEECH AMPLIFIERS | 4
Sterile Processing | 27
DISINFECTING UNITS/ LIQUID/ FLEXIBLE ENDOSCOPE | 1
INCUBATORS/ TEST TUBE | 1
PACKAGE SEALERS | 5
STERILIZATION LOAD/UNLOAD MODULES | 1
STERILIZATION PROCESS INDICATORS | 2
STERILIZING UNITS/ STEAM | 7
ULTRASOUND CLEANING SYSTEMS | 2
WASHER/DECONTAMINATORS | 3
WASHERS/ CART | 1
WASHERS/ FLEXIBLE ENDOSCOPE | 4
Surgical Specialties | 2
THERMOMETERS/ ELECTRONIC/ INFRARED | 2
TriCore (Ref lab) | 79
ANALYZERS/ POINT-OF-CARE/ WHOLE BLOOD/ GLUCOSE | 37
ANALYZERS/ POINT-OF-CARE/ WHOLE BLOOD/ HEMATOLOGY/ HEMOGLOBIN
CABINETS | 16
CHAIRS/ BLOOD DRAWING
DEPARTMENT | 1
MONITORS/ PERSONAL/ GLUCOSE | 25
Uro/Gyn Clinic | 32
ANALYZERS/ LABORATORY/ URINE | 2
ANALYZERS/ POINT-OF-CARE/ WHOLE BLOOD/ GLUCOSE | 1
BIOFEEDBACK SYSTEMS | 1
COLPOSCOPES | 1
COMPUTERS | 1
ELECTROSURGICAL UNITS | 1
LIGHT SOURCES | 1
LIGHTS/ EXAMINATION | 2
MICROSCOPES | 1
MONITORING SYSTEMS/ PHYSIOLOGIC | 2
MONITORS/ VIDEO | 1
OPHTHALMOSCOPE/OTOSCOPES | 5
PRINTERS/ VIDEO | 1
SCALES | 1
SCALES/ INFANT | 1
SCANNING SYSTEMS/ ULTRASONIC/ PORTABLE | 1
SCANNING SYSTEMS/ULTRASONIC/DIAGNOSTIC (BIOMED) | 1
TABLES/ EXAMINATION/TREATMENT | 4
THERMOMETERS/ ELECTRONIC/ INFRARED
URODYNAMIC MEASUREMENT SYSTEMS | 3
VIDEO IMAGE PROCESSORS | 1
Grand Total | 1864

## report1500906624281
Legacy Asset # | Device Number | Primary Cost Center | Department: Department Name | Manufacturer | Model Name: Model Name | Model Number | Device Type | Acquisition PO# | Legacy PO Number | Serial Number | Last Completed PM Date | Next PM Date | Installed Date | Acquisition Purchase Price Currency | Acquisition Purchase Price | Status | Facility: Account Name
SRMC 001738 | 1262956 | 15000 | Operating Room | OSI SYSTEMS INC | 5803 | 5803 | TABLES/ EXAMINATION/TREATMENT/ORTHOPEDIC/TRACTION |  | 469668 | 5671 | 2017-07-10 | 2018-07-15 | 2017-07-10 | USD | 56380 | Active | UNM - Sandoval Regional Medical Center
ACN 001722 | 1262940 | 15000 | Operating Room | STRYKER CORP | SDP1000 | 0240-080-230 | PRINTERS | 428305 |  | 14669 | 2017-07-06 | 2018-02-15 | 2017-07-06 | USD |  | Active | UNM - Sandoval Regional Medical Center
ACN 001724 | 1262942 | 15000 | Operating Room | STRYKER CORP | SDP1000 | 0240-080-230 | PRINTERS | 428305 |  | 14655 | 2017-07-06 | 2017-02-15 | 2017-07-06 | USD |  | Active | UNM - Sandoval Regional Medical Center
ACN 001723 | 1262941 | 15000 | Operating Room | STRYKER CORP | SDP1000 | 0240-080-230 | PRINTERS | 428305 |  | 94462 | 2017-07-06 | 2017-02-15 | 2017-07-06 | USD |  | Active | UNM - Sandoval Regional Medical Center
ACN 001725 | 1262943 | 15000 | Operating Room | STRYKER CORP | SDP1000 | 0240-080-230 | PRINTERS | 428305 |  | 14363 | 2017-07-06 | 2017-02-15 | 2017-07-06 | USD |  | Active | UNM - Sandoval Regional Medical Center
ACN 001699 | 1262917 | 15000 | Operating Room | STRYKER CORP | L10 | 0220220300 | LIGHT SOURCES | 428305 |  | 17F534994 | 2017-07-06 | 2018-02-15 | 2017-07-06 | USD |  | Active | UNM - Sandoval Regional Medical Center
ACN 001700 | 1262918 | 15000 | Operating Room | STRYKER CORP | L10 | 0220220300 | LIGHT SOURCES | 428305 |  | 17f524764 | 2017-07-06 | 2018-02-15 | 2017-07-06 | USD |  | Active | UNM - Sandoval Regional Medical Center
ACN 001698 | 1262916 | 15000 | Operating Room | STRYKER CORP | L10 | 0220220300 | LIGHT SOURCES | 428305 |  | 17f534984 | 2017-07-06 | 2018-02-15 | 2017-07-06 | USD |  | Active | UNM - Sandoval Regional Medical Center
ACN 001719 | 1262937 | 15000 | Operating Room | STRYKER CORP | L10 | 0220220300 | LIGHT SOURCES | 428305 |  | 17f524984 | 2017-07-06 | 2018-02-15 | 2017-07-06 | USD |  | Active | UNM - Sandoval Regional Medical Center
ACN 001720 | 1262938 | 15000 | Operating Room | STRYKER CORP | L10 | 0220220300 | LIGHT SOURCES | 428305 |  | 17f534974 | 2017-07-06 | 2018-02-15 | 2017-07-06 | USD |  | Active | UNM - Sandoval Regional Medical Center
ACN 001721 | 1262939 | 15000 | Operating Room | STRYKER CORP | L10 | 0220220300 | LIGHT SOURCES | 428305 |  | 17f535004 | 2017-07-06 | 2018-02-15 | 2017-07-06 | USD |  | Active | UNM - Sandoval Regional Medical Center
ACN 001712 | 1262930 | 15000 | Operating Room | STRYKER CORP | 1588 AIM | 1588 AIM | VIDEO IMAGE PROCESSORS/ ENDOSCOPIC | 428305 |  | 17f546614 | 2017-07-06 | 2017-02-15 | 2017-07-06 | USD |  | Active | UNM - Sandoval Regional Medical Center
ACN 001710 | 1262928 | 15000 | Operating Room | STRYKER CORP | 1588 AIM | 1588 AIM | VIDEO IMAGE PROCESSORS/ ENDOSCOPIC | 428305 |  | 17f546584 | 2017-07-06 | 2017-02-15 | 2017-07-06 | USD |  | Active | UNM - Sandoval Regional Medical Center
ACN 001713 | 1262931 | 15000 | Operating Room | STRYKER CORP | 1588 AIM | 1588 AIM | VIDEO IMAGE PROCESSORS/ ENDOSCOPIC | 428305 |  | 17f549554 | 2017-07-06 | 2017-02-15 | 2017-07-06 | USD |  | Active | UNM - Sandoval Regional Medical Center
ACN 001714 | 1262932 | 15000 | Operating Room | STRYKER CORP | 1588 AIM | 1588 AIM | VIDEO IMAGE PROCESSORS/ ENDOSCOPIC | 428305 |  | 17f546574 | 2017-07-06 | 2017-02-15 | 2017-07-06 | USD |  | Active | UNM - Sandoval Regional Medical Center
ACN 001715 | 1262933 | 15000 | Operating Room | STRYKER CORP | 1588 AIM | 1588 AIM | VIDEO IMAGE PROCESSORS/ ENDOSCOPIC | 428305 |  | 17f549564 | 2017-07-06 | 2017-02-15 | 2017-07-06 | USD |  | Active | UNM - Sandoval Regional Medical Center
ACN 001711 | 1262929 | 15000 | Operating Room | STRYKER CORP | 1588 AIM | 1588 AIM | VIDEO IMAGE PROCESSORS/ ENDOSCOPIC | 428305 |  | 17f549584 | 2017-07-06 | 2017-02-15 | 2017-07-06 | USD |  | Active | UNM - Sandoval Regional Medical Center
ACN 001703 | 1262921 | 15000 | Operating Room | STRYKER CORP | SDC 3 | 0240.060.100 | VIDEO IMAGE PROCESSORS/ ENDOSCOPIC | 428305 |  | 13i029194 | 2017-07-06 | 2017-02-15 | 2017-07-06 | USD |  | Active | UNM - Sandoval Regional Medical Center
ACN 001701 | 1262919 | 15000 | Operating Room | STRYKER CORP | SDC 3 | 0240.060.100 | VIDEO IMAGE PROCESSORS/ ENDOSCOPIC | 428305 |  | 13i029154 | 2017-07-06 | 2017-02-15 | 2017-07-06 | USD |  | Active | UNM - Sandoval Regional Medical Center
ACN 001702 | 1262920 | 15000 | Operating Room | STRYKER CORP | SDC 3 | 0240.060.100 | VIDEO IMAGE PROCESSORS/ ENDOSCOPIC | 428305 |  | 16j520364 | 2017-07-06 | 2017-02-15 | 2017-07-06 | USD |  | Active | UNM - Sandoval Regional Medical Center
ACN 001705 | 1262923 | 15000 | Operating Room | STRYKER CORP | SDC 3 | 0240.060.100 | VIDEO IMAGE PROCESSORS/ ENDOSCOPIC | 428305 |  | 15c036294 | 2017-07-06 | 2017-02-15 | 2017-07-06 | USD |  | Active | UNM - Sandoval Regional Medical Center
ACN 001706 | 1262924 | 15000 | Operating Room | STRYKER CORP | SDC 3 | 0240.060.100 | VIDEO IMAGE PROCESSORS/ ENDOSCOPIC | 428305 |  | 15c038074 | 2017-07-06 | 2017-02-15 | 2017-07-06 | USD |  | Active | UNM - Sandoval Regional Medical Center
ACN 001704 | 1262922 | 15000 | Operating Room | STRYKER CORP | SDC 3 | 0240.060.100 | VIDEO IMAGE PROCESSORS/ ENDOSCOPIC | 428305 |  | 13i029184 | 2017-07-06 | 2018-02-15 | 2017-07-06 | USD |  | Active | UNM - Sandoval Regional Medical Center
ACN 001718 | 1262936 | 15000 | Operating Room | STRYKER CORP | CLARITY | CLARITY | VIDEO IMAGE PROCESSORS | 428305 |  | 17130028 | 2017-07-06 | 2017-02-15 | 2017-07-06 | USD |  | Active | UNM - Sandoval Regional Medical Center
ACN 001717 | 1262935 | 15000 | Operating Room | STRYKER CORP | CLARITY | CLARITY | VIDEO IMAGE PROCESSORS | 428305 |  | 17130036 | 2017-07-06 | 2017-02-15 | 2017-07-06 | USD |  | Active | UNM - Sandoval Regional Medical Center
ACN 001716 | 1262934 | 15000 | Operating Room | STRYKER CORP | CLARITY | CLARITY | VIDEO IMAGE PROCESSORS | 428305 |  | 17070102 | 2017-07-06 | 2017-07-15 | 2017-07-06 | USD |  | Active | UNM - Sandoval Regional Medical Center
ACN 001707 | 1262925 | 15000 | Operating Room | STRYKER CORP | CLARITY | CLARITY | VIDEO IMAGE PROCESSORS | 428305 |  | 17070103 | 2017-07-06 | 2017-02-15 | 2017-07-06 | USD |  | Active | UNM - Sandoval Regional Medical Center
ACN 001708 | 1262926 | 15000 | Operating Room | STRYKER CORP | CLARITY | CLARITY | VIDEO IMAGE PROCESSORS | 428305 |  | 17130047 | 2017-07-06 | 2017-02-15 | 2017-07-06 | USD |  | Active | UNM - Sandoval Regional Medical Center
ACN 001709 | 1262927 | 15000 | Operating Room | STRYKER CORP | CLARITY | CLARITY | VIDEO IMAGE PROCESSORS | 428305 |  | 17070097 | 2017-07-06 | 2017-02-15 | 2017-07-06 | USD |  | Active | UNM - Sandoval Regional Medical Center
ACN 001737 | 1262955 | 15000 | Operating Room | STRYKER CORP | WISE 26" HDTV | 0240030970 | MONITORS/ VIDEO | 428305 |  | SV7327D0064 | 2017-07-07 | 2017-07-15 | 2017-07-06 | USD |  | Active | UNM - Sandoval Regional Medical Center
ACN 001736 | 1262954 | 15000 | Operating Room | STRYKER CORP | WISE 26" HDTV | 0240030970 | MONITORS/ VIDEO | 428305 |  | SV7327D0065 | 2017-07-07 | 2017-07-15 | 2017-07-06 | USD |  | Active | UNM - Sandoval Regional Medical Center
ACN 001735 | 1262953 | 15000 | Operating Room | STRYKER CORP | WISE 26" HDTV | 0240030970 | MONITORS/ VIDEO | 428305 |  | SV7327D0069 | 2017-07-07 | 2017-07-15 | 2017-07-06 | USD |  | Active | UNM - Sandoval Regional Medical Center
ACN 001734 | 1262952 | 15000 | Operating Room | STRYKER CORP | WISE 26" HDTV | 0240030970 | MONITORS/ VIDEO | 428305 |  | SV7327D0061 | 2017-07-07 | 2017-07-15 | 2017-07-06 | USD |  | Active | UNM - Sandoval Regional Medical Center
ACN 001733 | 1262951 | 15000 | Operating Room | STRYKER CORP | WISE 26" HDTV | 0240030970 | MONITORS/ VIDEO | 428305 |  | SV7327D0101 | 2017-07-07 | 2017-07-15 | 2017-07-06 | USD |  | Active | UNM - Sandoval Regional Medical Center
ACN 001732 | 1262950 | 15000 | Operating Room | STRYKER CORP | WISE 26" HDTV | 0240030970 | MONITORS/ VIDEO | 428305 |  | SV7327D0071 | 2017-07-07 | 2017-07-15 | 2017-07-06 | USD |  | Active | UNM - Sandoval Regional Medical Center
ACN 001731 | 1262949 | 15000 | Operating Room | STRYKER CORP | WISE 26" HDTV | 0240030970 | MONITORS/ VIDEO | 428305 |  | SV7327D0066 | 2017-07-07 | 2017-07-15 | 2017-07-06 | USD |  | Active | UNM - Sandoval Regional Medical Center
ACN 001730 | 1262948 | 15000 | Operating Room | STRYKER CORP | WISE 26" HDTV | 0240030970 | MONITORS/ VIDEO | 428305 |  | SV7327D0070 | 2017-07-07 | 2017-07-15 | 2017-07-06 | USD |  | Active | UNM - Sandoval Regional Medical Center
ACN 001729 | 1262947 | 15000 | Operating Room | STRYKER CORP | WISE 26" HDTV | 0240030970 | MONITORS/ VIDEO | 428305 |  | SV7327D0072 | 2017-07-07 | 2017-07-15 | 2017-07-06 | USD |  | Active | UNM - Sandoval Regional Medical Center
ACN 001728 | 1262946 | 15000 | Operating Room | STRYKER CORP | WISE 26" HDTV | 0240030970 | MONITORS/ VIDEO | 428305 |  | SV7327D0068 | 2017-07-07 | 2017-07-15 | 2017-07-06 | USD |  | Active | UNM - Sandoval Regional Medical Center
ACN 001727 | 1262945 | 15000 | Operating Room | STRYKER CORP | WISE 26" HDTV | 0240030970 | MONITORS/ VIDEO | 428305 |  | SV7327D0089 | 2017-07-07 | 2017-07-15 | 2017-07-06 | USD |  | Active | UNM - Sandoval Regional Medical Center
ACN 001727 | 1262944 | 15000 | Operating Room | STRYKER CORP | WISE 26" HDTV | 0240030970 | MONITORS/ VIDEO | 428305 |  | SV7326J0059 | 2017-07-07 | 2017-07-15 | 2017-07-06 | USD |  | Active | UNM - Sandoval Regional Medical Center
SRMC 001690 | 1262846 | 34230 | Surgical Specialties | EXERGEN CORP | TAT-5000 | TAT-5000 | THERMOMETERS/ ELECTRONIC/ INFRARED |  |  | A631967 | 2017-07-05 | 2017-07-15 | 2017-07-05 | USD |  | Active | UNM - Sandoval Regional Medical Center
SRMC 001691 | 1262847 | 34230 | Surgical Specialties | EXERGEN CORP | TAT-5000 | TAT-5000 | THERMOMETERS/ ELECTRONIC/ INFRARED |  |  | A631994 | 2017-07-05 | 2017-07-15 | 2017-07-05 | USD |  | Active | UNM - Sandoval Regional Medical Center
Consignment | 1262845 | 15000 | Operating Room | NUVASIVE INC | NVM5 | NVM5 | MONITORS/ BEDSIDE/ NEUROLOGY |  |  | SM30414 | 2017-07-04 | 2018-07-15 | 2017-07-04 | USD |  | Active | UNM - Sandoval Regional Medical Center
SRMC 001689 | 1262912 | 12120 | Medical/Cardiac ICU | SUN MEDICAL INC | SUN STIM NERVE STIMULATOR | SUN STIM | STIMULATOR/ELECTRICAL/PERIPHERAL NERVE/ACUPUNCTURE | 409894 |  | 20140 623130 | 2017-06-28 | 2017-06-15 | 2017-06-28 | USD |  | Active | UNM - Sandoval Regional Medical Center
NA | T100025971 | 15000 | Operating Room | CADWELL | CASCADE | CASCADE | MICROELECTRODE AMPLIFIERS |  |  | 0707CA001010 | 2017-06-21 | 2017-09-15 | 2017-06-21 | USD |  | Active | UNM - Sandoval Regional Medical Center
SRMC 001688 | 1262911 | 71510 | Pulmonary Services | AMBU INC | AVIEW | AVIEW | LARYNGOSCOPES |  |  | JANUS2-W08-R10 | 2017-06-19 | 2017-06-15 | 2017-06-19 | USD |  | Active | UNM - Sandoval Regional Medical Center
SRMC 001685 | 1262910 | 12220 | Med/Surg Subacute | TYCO HEALTHCARE GROUP | GENIUS II | GENIUS II | THERMOMETERS/ ELECTRONIC/ INFRARED/ EAR |  |  | N16622753 | 2017-06-01 | 2017-06-15 | 2017-06-01 | USD | 150 | Active | UNM - Sandoval Regional Medical Center
SRMC 001683 | 1262908 | 21015 | Emergency Department | AK GLOBALTECH | ALCOMATE ACCUCELL | AL9000 | ANALYZERS/ POINT-OF-CARE/ BREATH/ ALCOHOL |  |  | AQ69U0112 | 2017-05-23 | 2018-05-15 | 2017-05-23 | USD | 200 | Active | UNM - Sandoval Regional Medical Center
SRMC 001684 | 1262909 | 71510 | Pulmonary Services | AEROGEN (IRELAND) LTD | AERONEB PRO-X | AERONEB PRO-X | NEBULIZERS/ NONHEATED |  |  | AP-1409034 | 2017-05-23 | 2017-05-15 | 2017-05-23 | USD |  | Active | UNM - Sandoval Regional Medical Center
SRMC 001678 | 1262906 | 15000 | Operating Room | MEDTRONIC INC | VALLEYLAB FT10 | FT10 | ELECTROSURGICAL UNITS | 426566 |  | T7C13454DX | 2017-05-09 | 2017-11-15 | 2017-05-08 | USD |  | Active | UNM - Sandoval Regional Medical Center
SRMC 001676 | 1262904 | 12220 | Med/Surg Subacute | CONDOR | MSP | MSP-A-AH-00100 | BATTERIES |  |  | MSPAAH001002098 | 2017-05-08 | 2017-05-15 | 2017-05-08 | USD |  | Active | UNM - Sandoval Regional Medical Center
SRMC 001677 | 1262905 | 12220 | Med/Surg Subacute | CONDOR | MSP | MSP-A-AH-00100 | BATTERIES |  |  | MSPAAH001003017 | 2017-05-08 | 2017-05-15 | 2017-05-08 | USD |  | Active | UNM - Sandoval Regional Medical Center
SRMC 001670 | 1262898 | 15000 | Operating Room | ARTHREX INC | DUALWAVE | AR-6480 | IRRIGATION/DISTENTION SYSTEMS/ ARTHROSCOPIC | 427029 |  | N11031C17 | 2017-05-05 | 2018-05-15 | 2017-05-05 | USD | 0 | Active | UNM - Sandoval Regional Medical Center
SRMC 001672 | 1262900 | 15000 | Operating Room | ARTHREX INC | DUALWAVE | AR-6480 | IRRIGATION/DISTENTION SYSTEMS/ ARTHROSCOPIC | 427029 |  | N11035C17 | 2017-05-05 | 2018-05-15 | 2017-05-05 | USD | 0 | Active | UNM - Sandoval Regional Medical Center
SRMC 001674 | 1262902 | 15000 | Operating Room | ARTHREX INC | DUALWAVE | AR-6480 | IRRIGATION/DISTENTION SYSTEMS/ ARTHROSCOPIC | 427029 |  | N11033C17 | 2017-05-05 | 2018-05-15 | 2017-05-05 | USD | 0 | Active | UNM - Sandoval Regional Medical Center
SRMC 001671 | 1262899 | 15000 | Operating Room | ARTHREX INC | SYNERGY RESECTION SHAVER | AR-8305 | ARTHROSCOPIC SHAVER SYSTEMS | 427029 |  | EAC170203 | 2017-05-05 | 2018-05-15 | 2017-05-05 | USD | 0 | Active | UNM - Sandoval Regional Medical Center
SRMC 001673 | 1262901 | 15000 | Operating Room | ARTHREX INC | SYNERGY RESECTION SHAVER | AR-8305 | ARTHROSCOPIC SHAVER SYSTEMS | 427029 |  | EAC170201 | 2017-05-05 | 2018-05-15 | 2017-05-05 | USD | 0 | Active | UNM - Sandoval Regional Medical Center
SRMC 001675 | 1262903 | 15000 | Operating Room | ARTHREX INC | SYNERGY RESECTION SHAVER | AR-8305 | ARTHROSCOPIC SHAVER SYSTEMS | 427029 |  | EAC170204 | 2017-05-05 | 2018-05-15 | 2017-05-05 | USD | 0 | Active | UNM - Sandoval Regional Medical Center
Consignment | 1262913 | 15000 | Operating Room | ELLIQUENCE | Surgimax | Surgimax | ELECTROSURGICAL UNITS/ MONOPOLAR/ BIPOLAR |  |  | 9279 | 2017-07-04 | 2017-12-15 | 2017-05-01 | USD |  | Active | UNM - Sandoval Regional Medical Center
SRMC 001664 | 1262892 | 71510 | Pulmonary Services | AEROGEN (IRELAND) LTD | AERONEB PRO-X | AERONEB PRO-X | NEBULIZERS/ NONHEATED |  |  | AP-1204369 | 2017-04-11 | 2017-04-15 | 2017-04-11 | USD |  | Active | UNM - Sandoval Regional Medical Center
SRMC 001665 | 1262893 | 12120 | Medical/Cardiac ICU | TYCO HEALTHCARE GROUP | GENIUS II | GENIUS II | THERMOMETERS/ ELECTRONIC/ INFRARED/ EAR |  |  | N15639764 | 2017-04-11 | 2017-04-15 | 2017-04-11 | USD |  | Active | UNM - Sandoval Regional Medical Center
SRMC 001667 | 1262895 | 12120 | Medical/Cardiac ICU | TYCO HEALTHCARE GROUP | GENIUS II | GENIUS II | THERMOMETERS/ ELECTRONIC/ INFRARED/ EAR |  |  | N16621315 | 2017-04-11 | 2017-04-15 | 2017-04-11 | USD |  | Active | UNM - Sandoval Regional Medical Center
NA | 1230778 | 95700 | Clinical Engineering | GE HEALTHCARE | enCheck | 400 | TESTERS | 4200566471 |  | 51160489 | 2017-04-04 | 2018-04-15 | 2017-04-04 | USD | 412 | Active | UNM - Sandoval Regional Medical Center
SRMC 001652 | 1262884 | 34237 | Uro/Gyn Clinic | SIEMENS HEALTHCARE | DCA VANTAGE | DCA VANTAGE | ANALYZERS/ POINT-OF-CARE/ WHOLE BLOOD/ GLUCOSE |  |  | S009279 | 2017-04-04 | 2017-09-15 | 2017-02-23 | USD |  | Active | UNM - Sandoval Regional Medical Center
SRMC 001644 | 1262881 | 21015 | Emergency Department | TYCO HEALTHCARE GROUP | GENIUS II | GENIUS II | THERMOMETERS/ ELECTRONIC/ INFRARED/ EAR |  |  | N16559507 | 2017-02-09 | 2017-02-15 | 2017-02-07 | USD |  | Active | UNM - Sandoval Regional Medical Center
SRMC 001645 | 1262882 | 21015 | Emergency Department | TYCO HEALTHCARE GROUP | GENIUS II | GENIUS II | THERMOMETERS/ ELECTRONIC/ INFRARED/ EAR |  |  | N16560572 | 2017-02-09 | 2017-02-15 | 2017-02-07 | USD |  | Active | UNM - Sandoval Regional Medical Center
SRMC 001646 | 1262883 | 21015 | Emergency Department | PELSTAR LLC | 752KL | 752KL | SCALES/ PATIENT |  |  | 752T009131 - 3116 | 2017-02-09 | 2018-02-15 | 2017-02-07 | USD |  | Active | UNM - Sandoval Regional Medical Center
SRMC 001641 | 1262878 | 15000 | Operating Room | MEDIVATORS INC | STRATUS | EGA-500 | IRRIGATION/ DISTENTION SYSTEMS | 425126 |  | P02453 | 2017-01-20 | 2017-10-15 | 2017-01-20 | USD | 1750 | Active | UNM - Sandoval Regional Medical Center
Leased | 1282879 | 2105 | TriCore (Ref lab) | ROCHE | ACCU-CHEK INFORM II | 04882458001 | ANALYZERS/ POINT-OF-CARE/ WHOLE BLOOD/ GLUCOSE |  |  | UU14183653 | 2017-02-24 | 2018-03-15 | 2017-01-20 | USD |  | Active | UNM - Sandoval Regional Medical Center
SRMC 001640 | 1262877 | 15040 | PACU | MEDLINE INDUSTRIES INC | MDR500HR | MDR500HR | SCALES/ PATIENT/ PLATFORM/ ELECTRONIC | 424544 |  | MHRS00822 | 2017-01-11 | 2017-10-15 | 2017-01-10 | USD | 948.06 | Active | UNM - Sandoval Regional Medical Center
SRMC 001639 | 1262876 | 15000 | Operating Room | OLYMPUS AMERICA INC ENDOSCOPY GROUP | LMD-X310S | LMD-X310S | MONITORS/ VIDEO | 424608 |  | 8000774 | 2017-01-06 | 2017-01-15 | 2017-01-04 | USD | 10051.27 | Active | UNM - Sandoval Regional Medical Center
SRMC 001638 | 1262875 | 15000 | Operating Room | MEDIVATORS INC | STRATUS | EGA-500 | IRRIGATION/ DISTENTION SYSTEMS | 424659 |  | P02356 | 2017-01-03 | 2018-01-15 | 2017-01-03 | USD | 1750 | Active | UNM - Sandoval Regional Medical Center
SRMC 001637 | 1262873 | 34015 | Sleep Disorders Center | NIHON KOHDEN (AMERICA) INC | JB-110A | JB-110A | MODULES/ ELECTROENCEPHALOGRAPHY | 424770 |  | 00184 | 2016-12-22 | 2017-12-15 | 2016-12-22 | USD | 3600 | Active | UNM - Sandoval Regional Medical Center
SRMC 001629 | 1262867 | 15000 | Operating Room | OLYMPUS AMERICA INC | EVIS EXERA III CLV-190 | EVIS EXERA III CLV-190 | LIGHT SOURCES/ FIBEROPTIC | 424608 |  | 7670489 | 2016-12-15 | 2017-12-15 | 2016-12-15 | USD | 13464 | Active | UNM - Sandoval Regional Medical Center
SRMC 001634 | 1262869 | 15000 | Operating Room | OLYMPUS AMERICA INC | UCR | UCR | INSUFFLATORS | 424608 |  | 7620100 | 2017-06-21 | 2017-10-15 | 2016-12-15 | USD | 4599 | Active | UNM - Sandoval Regional Medical Center
SRMC 001633 | 1262868 | 15000 | Operating Room | OLYMPUS AMERICA INC | OEP-5 | OEP-5 | PRINTERS/ VIDEO | 424608 |  | A625773 | 2016-12-15 | 2016-12-15 | 2016-12-15 | USD | 8571 | Active | UNM - Sandoval Regional Medical Center
SRMC 001635 | 1262870 | 15000 | Operating Room | OLYMPUS AMERICA INC ENDOSCOPY GROUP | OL-0015-10 | OL-0015-10 | CARTS/ SURGICAL CASE | 424608 |  | None | 2016-12-15 | 2016-12-15 | 2016-12-15 | USD | 3750 | Active | UNM - Sandoval Regional Medical Center
SRMC 001628 | 1262866 | 15000 | Operating Room | OLYMPUS AMERICA INC ENDOSCOPY GROUP | EVIS EXERA III CV-190 | EVIS EXERA III CV-190 | VIDEO IMAGE PROCESSORS/ ENDOSCOPIC | 424608 |  | 7623061 | 2016-12-15 | 2016-12-15 | 2016-12-15 | USD | 23408 | Active | UNM - Sandoval Regional Medical Center
SRMC 001626 | 1262864 | 15000 | Operating Room | OLYMPUS AMERICA INC ENDOSCOPY GROUP | LMD-X310S | LMD-X310S | MONITORS/ VIDEO | 424608 |  | 8000690 | 2016-12-15 | 2016-12-15 | 2016-12-15 | USD | 9984 | Active | UNM - Sandoval Regional Medical Center
SRMC 001627 | 1262865 | 15000 | Operating Room | OLYMPUS AMERICA INC ENDOSCOPY GROUP | LMD-X310S | LMD-X310S | MONITORS/ VIDEO | 424608 |  | 8000684 | 2016-12-15 | 2016-12-15 | 2016-12-15 | USD | 9984 | Active | UNM - Sandoval Regional Medical Center
SRMC 001635 | 1262871 | 15000 | Operating Room | OLYMPUS AMERICA INC | UHI-4 | UHI-4 | INSUFFLATORS | 424608 |  | 7638619 | 2017-06-21 | 2017-10-15 | 2016-12-15 | USD | 6275 | Active | UNM - Sandoval Regional Medical Center
SRMC 001623 | 1262874 | 21015 | Emergency Department | MASIMO CORP | RAD-57 | RAD-57 | OXIMETERS/ PULSE |  |  | 788074 | 2017-04-04 | 2018-01-15 | 2016-12-14 | USD |  | Active | UNM - Sandoval Regional Medical Center
Leased | 1262863 | 2105 | TriCore (Ref lab) | ROCHE | ACCU-CHEK INFORM II | 04882458001 | ANALYZERS/ POINT-OF-CARE/ WHOLE BLOOD/ GLUCOSE |  |  | UU14172833 | 2017-02-24 | 2018-03-15 | 2016-11-29 | USD |  | Active | UNM - Sandoval Regional Medical Center
SRMC 001551 | 1262862 | 15040 | PACU | EXERGEN CORP | TAT-5000 | TAT-5000 | THERMOMETERS/ ELECTRONIC/ INFRARED |  |  | A598789 | 2016-11-15 | 2016-11-15 | 2016-11-15 | USD |  | Active | UNM - Sandoval Regional Medical Center
Leased | 1262860 | 2105 | TriCore (Ref lab) | ROCHE | ACCU-CHEK INFORM II | 04882458001 | ANALYZERS/ POINT-OF-CARE/ WHOLE BLOOD/ GLUCOSE |  |  | UU14141683 | 2017-02-24 | 2018-03-15 | 2016-10-25 | USD | 0.01 | Active | UNM - Sandoval Regional Medical Center
SRMC 001496 | 1262859 | 15000 | Operating Room | STERIS CORP | ACU-SINQ | AQS1 | DISPENSERS |  |  | 8079651 | 2016-10-25 | 2016-10-15 | 2016-10-25 | USD |  | Active | UNM - Sandoval Regional Medical Center
Leased | 1262858 | 2105 | TriCore (Ref lab) | ROCHE | ACCU-CHEK INFORM II | 04882458001 | ANALYZERS/ POINT-OF-CARE/ WHOLE BLOOD/ GLUCOSE |  |  | UU14169618 | 2017-02-24 | 2018-03-15 | 2016-10-19 | USD | 0.01 | Active | UNM - Sandoval Regional Medical Center
SRMC 001495 | 1262857 | 12220 | Med/Surg Subacute | TYCO HEALTHCARE GROUP | GENIUS II | GENIUS II | THERMOMETERS/ ELECTRONIC/ INFRARED/ EAR | 416025 |  | N16576536 | 2016-10-18 | 2016-10-15 | 2016-10-18 | USD | 150 | Active | UNM - Sandoval Regional Medical Center
SRMC 001237 | 1262820 | 75040 | Radiology - MRI | IRADIMED CORP | MRIDIUM (3860+) | 3860+ | INFUSION CONTROLLERS | 418676-0-CAP |  | IR60102662 | 2017-01-24 | 2018-01-15 | 2016-09-09 | USD | 6290 | Active | UNM - Sandoval Regional Medical Center
SRMC 001238 | 1262821 | 75040 | Radiology - MRI | IRADIMED CORP | MRIDIUM | 3861 | INFUSION PUMPS | 418676-0-CAP |  | IR61101794 | 2017-01-24 | 2018-01-15 | 2016-09-09 | USD | 27657.5 | Active | UNM - Sandoval Regional Medical Center
SRMC 001440 | 1262856 | 15040 | PACU | GE HEALTHCARE | MAC5500 HD | 2026609-005 | ELECTROCARDIOGRAPHS/ MULTICHANNEL | 421953 |  | SKJ16240318PA | 2016-10-11 | 2017-10-15 | 2016-09-07 | USD | 12124.19 | Active | UNM - Sandoval Regional Medical Center
SRMC 001439 | 1262855 | 15040 | PACU | GE HEALTHCARE | MAC5500 HD | 2026609-005 | ELECTROCARDIOGRAPHS/ MULTICHANNEL | 421953 |  | SKJ16240320PA | 2016-10-02 | 2017-10-15 | 2016-09-07 | USD | 12124.19 | Active | UNM - Sandoval Regional Medical Center
SRMC 001436 | 1262842 | 32025 | Family Practice Clinic | PHILIPS HEALTHCARE | SURESIGNS VS4 | SURESIGNS VS4 | MONITORING SYSTEMS/ PHYSIOLOGIC | 421653 |  | US42734674 | 2016-09-01 | 2017-09-15 | 2016-08-26 | USD | 2705.82 | Active | UNM - Sandoval Regional Medical Center
SRMC 001437 | 1262843 | 32025 | Family Practice Clinic | PHILIPS HEALTHCARE | SURESIGNS VS4 | SURESIGNS VS4 | MONITORING SYSTEMS/ PHYSIOLOGIC | 421653 |  | US42734675 | 2016-09-01 | 2017-09-15 | 2016-08-26 | USD | 2705.82 | Active | UNM - Sandoval Regional Medical Center
SRMC 001349 | 1262841 | 32025 | Family Practice Clinic | CLINTON INDUSTRIES | SELECT SERIES | 7830 | SCALES/ INFANT | 421659 |  | PED-1696 | 2016-09-13 | 2017-09-15 | 2016-08-04 | USD | 1792 | Active | UNM - Sandoval Regional Medical Center
SRMC 001346 | 1262838 | 21015 | Emergency Department | WELCH ALLYN INC | SURETEMP PLUS (690) | SURETEMP PLUS (690) | THERMOMETERS/ ELECTRONIC |  |  | 16252016 | 2016-08-02 | 2016-08-15 | 2016-08-02 | USD |  | Active | UNM - Sandoval Regional Medical Center
SRMC 001347 | 1262839 | 21015 | Emergency Department | WELCH ALLYN INC | SURETEMP PLUS (690) | SURETEMP PLUS (690) | THERMOMETERS/ ELECTRONIC |  |  | 16222363 | 2016-08-02 | 2016-08-15 | 2016-08-02 | USD |  | Active | UNM - Sandoval Regional Medical Center
SRMC 001348 | 1262840 | 15040 | PACU | EXERGEN CORP | TAT-5000 | TAT-5000 | THERMOMETERS/ ELECTRONIC/ INFRARED |  |  | A474262 | 2016-08-02 | 2016-08-15 | 2016-08-02 | USD |  | Active | UNM - Sandoval Regional Medical Center
ACN001280 | 1262835 | 76025 | Audiology | DELL INC | LATITUDE E5440 | LATITUDE E5440 | COMPUTERS |  |  | DSRTL72 | 2016-10-27 | 2016-10-15 | 2016-07-28 | USD |  | Active | UNM - Sandoval Regional Medical Center
ACN001343 | 1262836 | 76025 | Audiology | INTERACOUSTICS INC | ECLIPSE | ECLIPSE | AUDIOMETERS |  |  | 0941102 | 2016-10-27 | 2017-10-15 | 2016-07-28 | USD |  | Active | UNM - Sandoval Regional Medical Center
SRMC 001654 | 1262886 | 12220 | Med/Surg Subacute | TYCO HEALTHCARE GROUP | GENIUS II | GENIUS II | THERMOMETERS/ ELECTRONIC/ INFRARED/ EAR | 416025 |  | N16609095 | 2017-04-04 | 2016-07-15 | 2016-07-07 | USD | 150 | Active | UNM - Sandoval Regional Medical Center
SRMC 001250 | 1262829 | 34015 | Sleep Disorders Center | SENTEC | SDM | SDM | MONITORS/BEDSIDE/RESPIRATION/CARBON DIOXIDE/OXYGEN | 421342 |  | 305364 | 2017-06-02 | 2017-08-15 | 2016-06-21 | USD | 13825 | Active | UNM - Sandoval Regional Medical Center
SRMC 001251 | 1262830 | 34015 | Sleep Disorders Center | SENTEC | SDM | SDM | MONITORS/BEDSIDE/RESPIRATION/CARBON DIOXIDE/OXYGEN | 421342 |  | 305365 | 2017-06-02 | 2017-08-15 | 2016-06-21 | USD | 13825 | Active | UNM - Sandoval Regional Medical Center
SRMC 001249 | 1262828 | 76010 | Rehabilitation Services | METRON MEDICAL AUSTRALIA | (T8718W) | (T8718W) | TABLES | 421490 |  | BD2016030541 | 2016-06-21 | 2016-06-15 | 2016-06-21 | USD | 2193.88 | Active | UNM - Sandoval Regional Medical Center
SRMC 001247 | 1262826 | 12120 | Medical/Cardiac ICU | EXERGEN CORP | TAT-2000 | TAT-2000 | THERMOMETERS/ ELECTRONIC/ INFRARED |  |  | None | 2016-06-20 | 2016-06-15 | 2016-06-20 | USD |  | Active | UNM - Sandoval Regional Medical Center
SRMC 001248 | 1262827 | 21015 | Emergency Department | WELCH ALLYN INC | Series 739 | Series 739 | BATTERY CHARGERS |  |  | None | 2016-06-20 | 2016-06-15 | 2016-06-20 | USD |  | Active | UNM - Sandoval Regional Medical Center
SRMC 001242 | 1262825 | 75050 | Radiology - Ultrasound | NANOSONICS | TROPHON EPR | TROPHON EPR | WASHER/DECONTAMINATORS | 421283-0-CAP |  | 52376-005 | 2017-01-31 | 2018-01-15 | 2016-06-13 | USD | 8886.4 | Active | UNM - Sandoval Regional Medical Center
SRMC 001241 | 1262824 | 12120 | Medical/Cardiac ICU | PHILIPS HEALTHCARE | INTELLIBRIDGE EC10 MODULE | 865115 | MODULES/ DATA/ TRANSFER |  |  | DE57026693 | 2016-06-08 | 2016-06-15 | 2016-06-08 | USD |  | Active | UNM - Sandoval Regional Medical Center
SRMC 001240 | 1262823 | 15055 | Anesthesia | PHILIPS HEALTHCARE | INTELLIVUE G5 | G5 | MONITORS/ BEDSIDE/ ANESTHETIC GAS |  |  | ASHK-0030 | 2017-06-13 | 2017-12-15 | 2016-06-07 | USD |  | Active | UNM - Sandoval Regional Medical Center
SRMC 001239 | 1262822 | 32025 | Family Practice Clinic | CHAUVET DJ | NV-F4 | NV-F4 | LIGHTS/ ULTRAVIOLET | 420548 |  | 99050230-0615001942 | 2017-06-12 | 2018-06-15 | 2016-06-06 | USD | 80.94 | Active | UNM - Sandoval Regional Medical Center
SRMC 001226 | 1262818 | 15010 | Sterile Processing | 3M HEALTH CARE | ATTEST 390 | 390 | STERILIZATION PROCESS INDICATORS | 421369 |  | 310702 | 2016-06-03 | 2016-06-15 | 2016-06-03 | USD | 995 | Active | UNM - Sandoval Regional Medical Center
SRMC 001218 | 1262815 | 15000 | Operating Room | OLYMPUS AMERICA INC | OTV-SI | OTV-SI | VIDEO IMAGE PROCESSORS/ ENDOSCOPIC | 421003-0-CAP |  | 7556952 | 2016-05-23 | 2016-05-15 | 2016-05-23 | USD |  | Active | UNM - Sandoval Regional Medical Center
SRMC 001219 | 1262816 | 15000 | Operating Room | OLYMPUS AMERICA INC | OEP-5 | OEP-5 | PRINTERS/ VIDEO | 421003-0-CAP |  | A615318 | 2016-05-23 | 2016-05-15 | 2016-05-23 | USD |  | Active | UNM - Sandoval Regional Medical Center
SRMC 001199 | 1262811 | 12120 | Medical/Cardiac ICU | PHILIPS HEALTHCARE | M3015A | M3015A | MODULES/ CAPNOGRAPH |  |  | DE13862709 | 2017-05-22 | 2018-05-15 | 2016-05-13 | USD |  | Active | UNM - Sandoval Regional Medical Center
SRMC 001200 | 1262812 | 12120 | Medical/Cardiac ICU | PHILIPS HEALTHCARE | M3015A | M3015A | MODULES/ CAPNOGRAPH |  |  | DE13876193 | 2017-04-24 | 2018-05-15 | 2016-05-13 | USD |  | Reactivated | UNM - Sandoval Regional Medical Center
| 1262806 | 12220 | Med/Surg Subacute | PHILIPS HEALTHCARE | INTELLIVUE MP5 | M8105A | MONITORING SYSTEMS/ PHYSIOLOGIC |  |  | DE58099450 | 2017-03-20 | 2018-03-15 | 2016-05-09 | USD |  | Active | UNM - Sandoval Regional Medical Center
| 1262807 | 12220 | Med/Surg Subacute | PHILIPS HEALTHCARE | INTELLIVUE MP5 | M8105A | MONITORING SYSTEMS/ PHYSIOLOGIC |  |  | DE58099441 | 2017-03-21 | 2018-03-15 | 2016-05-09 | USD |  | Active | UNM - Sandoval Regional Medical Center
| 1262808 | 12220 | Med/Surg Subacute | PHILIPS HEALTHCARE | INTELLIVUE MP5 | M8105A | MONITORING SYSTEMS/ PHYSIOLOGIC |  |  | DE58099448 | 2017-03-21 | 2018-03-15 | 2016-05-09 | USD |  | Active | UNM - Sandoval Regional Medical Center
| 1262809 | 15040 | PACU | EXERGEN CORP | TAT-5000 | TAT-5000 | THERMOMETERS/ ELECTRONIC/ INFRARED |  |  | A518746 | 2016-05-09 | 2016-05-15 | 2016-05-09 | USD |  | Active | UNM - Sandoval Regional Medical Center
SRMC 000902 | 1262805 | 71520 | Pulmonary Diagnostics | Medgraphics | 3L | 192808 | SYRINGES/ PLUNGER/ CALIBRATION |  |  | 104990 | 2016-04-28 | 2016-04-15 | 2016-04-27 | USD |  | Active | UNM - Sandoval Regional Medical Center
Leased | 1262804 | 12120 | Medical/Cardiac ICU | FRESENIUS MEDICAL CARE NORTH AMERICA | 2008K2 | 2008K2 | HEMODIALYSIS UNITS | DCI Medical |  | 4KOS190550 | 2017-06-05 | 2017-12-15 | 2016-04-16 | USD |  | Reactivated | UNM - Sandoval Regional Medical Center
SRMC 000870 | 1262803 | 15000 | Operating Room | PANASONIC CORP | GP-US932CSX | GP-US932CSX | CAMERAS/ MICROSCOPE | 419651-0-CAP |  | 5Z0327 | 2016-04-05 | 2016-04-15 | 2016-04-07 | USD | 19850 | Active | UNM - Sandoval Regional Medical Center
SRMC 000858 | 1262801 | 15000 | Operating Room | ETHICON ENDO-SURGERY INC | G11 | G11 | ELECTROSURGICAL UNITS/ BIPOLAR | 419870-0-CAP |  | 1111527037 | 2017-06-13 | 2017-12-15 | 2016-03-21 | USD | 6995 | Active | UNM - Sandoval Regional Medical Center
SRMC 000852 | 1262794 | 15040 | PACU | EXERGEN CORP | TAT-5000 | TAT-5000 | THERMOMETERS/ ELECTRONIC/ INFRARED |  |  | A500584 | 2016-03-16 | 2016-03-15 | 2016-03-16 | USD |  | Active | UNM - Sandoval Regional Medical Center
SRMC 000850 | 1262796 | 15040 | PACU | EXERGEN CORP | TAT-5000 | TAT-5000 | THERMOMETERS/ ELECTRONIC/ INFRARED |  |  | A517178 | 2016-03-16 | 2016-03-15 | 2016-03-16 | USD |  | Active | UNM - Sandoval Regional Medical Center
SRMC 000854 | 1262798 | 21015 | Emergency Department | TYCO HEALTHCARE GROUP | GENIUS II | GENIUS II | THERMOMETERS/ ELECTRONIC/ INFRARED/ EAR | 419085 |  | N15625111 | 2016-03-16 | 2016-03-15 | 2016-03-16 | USD | 172.5 | Active | UNM - Sandoval Regional Medical Center
SRMC 000855 | 1262799 | 21015 | Emergency Department | TYCO HEALTHCARE GROUP | GENIUS II | GENIUS II | THERMOMETERS/ ELECTRONIC/ INFRARED/ EAR | 419085 |  | N15625096 | 2016-03-16 | 2016-03-15 | 2016-03-16 | USD | 172.5 | Active | UNM - Sandoval Regional Medical Center
SRMC 000856 | 1262800 | 21015 | Emergency Department | INTOXIMETERS | ALCO-SENSOR III | ALCO-SENSOR III | ANALYZERS/ POINT-OF-CARE/ BREATH/ ALCOHOL | 419706 |  | 121-1407509 | 2017-05-09 | 2018-03-15 | 2016-03-16 | USD | 525 | Active | UNM - Sandoval Regional Medical Center
SRMC 000849 | 1262793 | 15040 | PACU | MEDLINE INDUSTRIES INC | MDR500HR | MDR500HR | SCALES/ PATIENT/ PLATFORM/ ELECTRONIC | 419368 |  | MHRS00661 | 2017-02-27 | 2017-10-15 | 2016-03-16 | USD | 948.06 | Active | UNM - Sandoval Regional Medical Center
SRMC 001662 | 1262891 | 21015 | Emergency Department | TYCO HEALTHCARE GROUP | GENIUS II | GENIUS II | THERMOMETERS/ ELECTRONIC/ INFRARED/ EAR | 419085 |  | N16608476 | 2017-04-04 | 2016-03-15 | 2016-03-16 | USD | 172.5 | Active | UNM - Sandoval Regional Medical Center
Leased | 1262790 | 2105 | TriCore (Ref lab) | ROCHE | ACCU-CHEK INFORM II | 04882458001 | ANALYZERS/ POINT-OF-CARE/ WHOLE BLOOD/ GLUCOSE |  |  | UU14109757 | 2017-02-24 | 2018-03-15 | 2016-03-11 | USD |  | Active | UNM - Sandoval Regional Medical Center
Leased | 1262791 | 2105 | TriCore (Ref lab) | ROCHE | ACCU-CHEK INFORM II | 04882458001 | ANALYZERS/ POINT-OF-CARE/ WHOLE BLOOD/ GLUCOSE |  |  | UU14128954 | 2017-02-24 | 2018-03-15 | 2016-03-11 | USD |  | Active | UNM - Sandoval Regional Medical Center
Leased | 1262832 | 2105 | TriCore (Ref lab) | ROCHE | ACCU-CHEK INFORM II | 04882458001 | ANALYZERS/ POINT-OF-CARE/ WHOLE BLOOD/ GLUCOSE |  |  | UU14141216 | 2017-02-24 | 2018-03-15 | 2016-03-11 | USD |  | Active | UNM - Sandoval Regional Medical Center
Leased | 1262833 | 2105 | TriCore (Ref lab) | ROCHE | ACCU-CHEK INFORM II | 04882458001 | ANALYZERS/ POINT-OF-CARE/ WHOLE BLOOD/ GLUCOSE |  |  | UU14151635 | 2017-02-24 | 2018-03-15 | 2016-03-11 | USD |  | Active | UNM - Sandoval Regional Medical Center
SRMC 000822 | 1262789 | 75050 | Radiology - Ultrasound | NANOSONICS | TROPHON EPR | TROPHON EPR | WASHER/DECONTAMINATORS | 419089-0-CAP |  | 48469-020 | 2017-01-31 | 2018-01-15 | 2016-02-29 | USD | 8886.4 | Active | UNM - Sandoval Regional Medical Center
SRMC 000737 | 1262786 | 15000 | Operating Room | DEPUY SYNTHES CO | FMS DUO PLUS | FMS DUO PLUS | FLUID MANAGEMENT SYSTEM |  |  | 0713F4080 | 2017-02-06 | 2017-02-15 | 2016-02-27 | USD |  | Active | UNM - Sandoval Regional Medical Center
SRMC 000763 | 1230759 | 15000 | Operating Room | ELMED INC | BC50 | BC50 | ELECTROSURGICAL UNITS/ BIPOLAR |  |  | 2780113 | 2017-06-13 | 2017-12-15 | 2016-02-22 | USD |  | Active | UNM - Sandoval Regional Medical Center
SRMC 000738 | 1262787 | 15000 | Operating Room | HETTICH AG | EBA 20C | EBA 20C | CENTRIFUGES/ TABLETOP |  |  | 0001692-04-00 | 2017-06-14 | 2017-12-15 | 2016-02-21 | USD |  | Active | UNM - Sandoval Regional Medical Center
SRMC 000722 | 1263109 | 15055 | Anesthesia | LEXION MEDICAL | INSUFLOW | 6198-SC | HUMIDIFIERS/ HEATED |  |  | HW13094-A | 2017-02-06 | 2018-02-15 | 2016-02-19 | USD |  | Active | UNM - Sandoval Regional Medical Center
SRMC 000739 | 1262788 | 12120 | Medical/Cardiac ICU | EXERGEN CORP | TAT-5000 | TAT-5000 | THERMOMETERS/ ELECTRONIC/ INFRARED |  |  | A419063 | 2016-02-16 | 2016-02-15 | 2016-02-16 | USD |  | Active | UNM - Sandoval Regional Medical Center
SRMC 000672 | 1262711 | 15055 | Anesthesia | EDWARD LIFESCIENCES | EV1000M | EV1000M | MONITORS/ BEDSIDE/ CARDIAC OUTPUT | 418597-0-CAP |  | EV080710 | 2016-02-03 | 2016-02-15 | 2016-02-03 | USD | 24740 | Active | UNM - Sandoval Regional Medical Center
SRMC 000671 | 1262783 | 15055 | Anesthesia | EDWARD LIFESCIENCES | EV1000M | EV1000M | MONITORS/ BEDSIDE/ CARDIAC OUTPUT | 418597-0-CAP |  | EV080722 | 2016-02-03 | 2016-02-15 | 2016-02-03 | USD | 24740 | Active | UNM - Sandoval Regional Medical Center
SRMC 000673 | 1262712 | 21015 | Emergency Department | RICE LAKE WEIGHING SYSTEMS | HEALTHWEIGH | H-140-10-5 | SCALES/ PATIENT/ PLATFORM/ ELECTRONIC |  |  | 111715C134400 | 2017-01-19 | 2018-02-15 | 2016-02-03 | USD |  | Active | UNM - Sandoval Regional Medical Center
SRMC 000612 | 1262782 | 12120 | Medical/Cardiac ICU | BARD ACCESS SYSTEMS INC | SHERLOCK 2 | SHERLOCK 2 | CATHETER/ STYLET TIP LOCATORS/ CENTRAL VENOUS | 406824 |  | DYYAD033 | 2017-05-12 | 2017-11-15 | 2016-01-22 | USD |  | Active | UNM - Sandoval Regional Medical Center
SRMC 001643 | 1262880 | 15000 | Operating Room | PRECISION MEDICAL INC | PM3100 | PM3100 | REGULATORS/ SUCTION |  |  | 127226 | 2017-01-27 | 2017-01-15 | 2016-01-01 | USD |  | Active | UNM - Sandoval Regional Medical Center
SRMC000561 | 1262781 | 15000 | Operating Room | STRYKER CORP | WISE 26" HDTV | 0240030970 | MONITORS/ VIDEO |  |  | VHW269B0117 | 2015-12-31 | 2015-12-15 | 2015-12-31 | USD |  | Active | UNM - Sandoval Regional Medical Center
SRMC 000556 | 1262777 | 15010 | Sterile Processing | STERIS CORP | V-PRO MAX | V-PRO MAX | STERILIZING UNITS/ STEAM | 416562 |  | 032881507 | 2016-12-20 | 2017-12-15 | 2015-12-04 | USD | 112324.55 | Active | UNM - Sandoval Regional Medical Center
CAP9710 | 1262774 | 15000 | Operating Room | STRYKER CORP | WISE 26" HDTV | 0240030970 | MONITORS/ VIDEO |  |  | VHW262B0211 | 2015-10-27 | 2015-10-15 | 2015-10-27 | USD |  | Active | UNM - Sandoval Regional Medical Center
CAP9709 | 1262773 | 71510 | Pulmonary Services | FISHER & PAYKEL HEALTHCARE INC | MR850JHU | MR850JHU | HUMIDIFIERS/ HEATED |  |  | 140819220412 | 2017-04-22 | 2018-04-15 | 2015-10-23 | USD |  | Active | UNM - Sandoval Regional Medical Center
CAP9706 | 1262770 | 21015 | Emergency Department | NATUS MEDICAL INC | POCKET-DOP II | POCKET-DOP II | BLOOD-FLOW DETECTORS/ ULTRASONIC |  |  | P147709 | 2015-10-21 | 2015-10-15 | 2015-10-21 | USD |  | Active | UNM - Sandoval Regional Medical Center
CAP9707 | 1262771 | 21015 | Emergency Department | EXERGEN CORP | TAT-5000 | TAT-5000 | THERMOMETERS/ ELECTRONIC/ INFRARED |  |  | A488817 | 2015-10-21 | 2015-10-15 | 2015-10-21 | USD |  | Active | UNM - Sandoval Regional Medical Center
CAP9708 | 1262772 | 21015 | Emergency Department | EXERGEN CORP | TAT-5000 | TAT-5000 | THERMOMETERS/ ELECTRONIC/ INFRARED |  |  | A490380 | 2015-10-21 | 2015-10-15 | 2015-10-21 | USD |  | Active | UNM - Sandoval Regional Medical Center
NA | T100025967 | 15000 | Operating Room | KARL STORZ ENDOSCOPY-AMERICA INC | MODULITH SLX | MODULITH SLX | LITHOTRIPTERS |  |  | OD468 | 2017-02-27 | 2017-08-15 | 2015-10-13 | USD |  | Active | UNM - Sandoval Regional Medical Center
SRMC 000623 | 1262767 | 15000 | Operating Room | STERIS CORP | 5085 | 5085 | TABLES/ OPERATING | 416666 |  | 0430513039 | 2017-06-13 | 2017-12-15 | 2015-10-09 | USD | 38004.14 | Active | UNM - Sandoval Regional Medical Center
SRMC 000655 | 1262768 | 21015 | Emergency Department | VERATHON INC | BLADDERSCAN (BVI-3000) | BLADDERSCAN (BVI-3000) | SCANNING SYSTEMS/ULTRASONIC/DIAGNOSTIC (BIOMED) | 416807-0-CAP |  | B3300597 | 2017-01-18 | 2018-01-15 | 2015-10-09 | USD | 9626.5 | Active | UNM - Sandoval Regional Medical Center
Leased | 1262766 | 2105 | TriCore (Ref lab) | ROCHE | ACCU-CHEK INFORM II | 04882458001 | ANALYZERS/ POINT-OF-CARE/ WHOLE BLOOD/ GLUCOSE |  |  | UU14113895 | 2017-02-24 | 2018-03-15 | 2015-10-02 | USD |  | Active | UNM - Sandoval Regional Medical Center
NER | ZZSRMC Lab | 2105 | TriCore (Ref lab) | NOT ASSIGNED | NO MODEL NAME | NO MODEL NUMBER | DEPARTMENT |  |  | None | 2017-02-24 | 2018-03-15 | 2015-09-29 | USD |  | Active | UNM - Sandoval Regional Medical Center
CAP9697 | 1262762 | 21015 | Emergency Department | TYCO HEALTHCARE GROUP | GENIUS II | GENIUS II | THERMOMETERS/ ELECTRONIC/ INFRARED/ EAR |  |  | N14621727 | 2015-09-09 | 2015-09-15 | 2015-09-09 | USD |  | Active | UNM - Sandoval Regional Medical Center
CAP9698 | 1262763 | 21015 | Emergency Department | TYCO HEALTHCARE GROUP | GENIUS II | GENIUS II | THERMOMETERS/ ELECTRONIC/ INFRARED/ EAR |  |  | N15500571 | 2015-09-09 | 2015-09-15 | 2015-09-09 | USD |  | Active | UNM - Sandoval Regional Medical Center
CAP9699 | 1262764 | 21015 | Emergency Department | TYCO HEALTHCARE GROUP | GENIUS II | GENIUS II | THERMOMETERS/ ELECTRONIC/ INFRARED/ EAR |  |  | N15500567 | 2015-09-09 | 2015-09-15 | 2015-09-09 | USD |  | Active | UNM - Sandoval Regional Medical Center
SRMC 000617 | 1262765 | 21015 | Emergency Department | GE HEALTHCARE | MAC5500 HD | 2026609-005 | ELECTROCARDIOGRAPHS/ MULTICHANNEL | 416106-0-CAP |  | SKJ15326798PA | 2016-12-29 | 2018-01-15 | 2015-09-09 | USD | 13788.7 | Active | UNM - Sandoval Regional Medical Center
CAP9695 | 1262761 | 12220 | Med/Surg Subacute | WELCH ALLYN INC | SURETEMP PLUS (690) | SURETEMP PLUS (690) | THERMOMETERS/ ELECTRONIC |  |  | 13261852 | 2015-09-04 | 2015-09-15 | 2015-09-04 | USD |  | Active | UNM - Sandoval Regional Medical Center
NA | T100025966 | 15000 | Operating Room | CADWELL | CASCADE | CASCADE | MICROELECTRODE AMPLIFIERS |  |  | 0508CA000615 | 2016-10-01 | 2016-10-15 | 2015-08-28 | USD |  | Active | UNM - Sandoval Regional Medical Center
CAP9690 | 1262757 | 12220 | Med/Surg Subacute | TYCO HEALTHCARE GROUP | GENIUS II | GENIUS II | THERMOMETERS/ ELECTRONIC/ INFRARED/ EAR | 416025 |  | N15522955 | 2015-08-28 | 2015-08-15 | 2015-08-28 | USD | 150 | Active | UNM - Sandoval Regional Medical Center
CAP9692 | 1262759 | 12220 | Med/Surg Subacute | TYCO HEALTHCARE GROUP | GENIUS II | GENIUS II | THERMOMETERS/ ELECTRONIC/ INFRARED/ EAR | 416025 |  | N15538333 | 2015-08-28 | 2015-08-15 | 2015-08-28 | USD | 150 | Active | UNM - Sandoval Regional Medical Center
CAP9686 | 1262753 | 12220 | Med/Surg Subacute | MEDICHOICE | MD150 | MD150SD5 | FLOWMETERS/ BLOOD/ ULTRASONIC |  |  | 2015030143 | 2015-08-28 | 2015-09-15 | 2015-08-28 | USD |  | Active | UNM - Sandoval Regional Medical Center
CAP9687 | 1262754 | 12220 | Med/Surg Subacute | MEDICHOICE | MD150 | MD150SD5 | FLOWMETERS/ BLOOD/ ULTRASONIC |  |  | 2015030141 | 2015-08-28 | 2015-09-15 | 2015-08-28 | USD |  | Active | UNM - Sandoval Regional Medical Center
SRMC 001653 | 1262885 | 12220 | Med/Surg Subacute | TYCO HEALTHCARE GROUP | GENIUS II | GENIUS II | THERMOMETERS/ ELECTRONIC/ INFRARED/ EAR | 416025 |  | N16609023 | 2017-04-04 | 2015-08-15 | 2015-08-28 | USD | 150 | Active | UNM - Sandoval Regional Medical Center
CAP9686 | 1262752 | 76010 | Rehabilitation Services | METRON MEDICAL EQUIPMENT | ELITE ASTER 70CM WIDE | T8718W | TABLES/ EXAMINATION/TREATMENT | 415515 |  | MT2015010478 | 2015-08-25 | 2015-08-15 | 2015-08-25 | USD | 1684.18 | Active | UNM - Sandoval Regional Medical Center
CAP9684 | 1262751 | 34015 | Sleep Disorders Center | SELECT COMFORT | FLEX FIT 2 | 119000 | CONTROLLERS/ BED |  |  | B111511391119000 | 2016-08-11 | 2017-08-15 | 2015-08-24 | USD |  | Active | UNM - Sandoval Regional Medical Center
SRMC 000591 | 1262745 | 60100 | Psychiatry | STRYKER CORP | GO BED | FL23B | BEDS/ MECHANICAL | 414567-0-CAP |  | X51657 | 2016-01-15 | 2016-01-15 | 2015-08-19 | USD | 5021.69 | Active | UNM - Sandoval Regional Medical Center
SRMC 000590 | 1262746 | 60100 | Psychiatry | STRYKER CORP | GO BED | FL23B | BEDS/ MECHANICAL | 414567-0-CAP |  | X51658 | 2016-01-15 | 2016-01-15 | 2015-08-19 | USD | 5021.69 | Active | UNM - Sandoval Regional Medical Center
SRMC 000595 | 1262747 | 60100 | Psychiatry | STRYKER CORP | GO BED | FL23B | BEDS/ MECHANICAL | 414567-0-CAP |  | X51660 | 2016-01-15 | 2016-01-15 | 2015-08-19 | USD | 5021.69 | Active | UNM - Sandoval Regional Medical Center
SRMC 000592 | 1262748 | 60100 | Psychiatry | STRYKER CORP | GO BED | FL23B | BEDS/ MECHANICAL | 414567-0-CAP |  | X51661 | 2016-01-15 | 2016-01-15 | 2015-08-19 | USD | 5021.69 | Active | UNM - Sandoval Regional Medical Center
SRMC 000587 | 1262749 | 60100 | Psychiatry | STRYKER CORP | GO BED | FL23B | BEDS/ MECHANICAL | 414567-0-CAP |  | X51656 | 2016-01-15 | 2016-01-15 | 2015-08-19 | USD | 5021.69 | Active | UNM - Sandoval Regional Medical Center
SRMC 000593 | 1262750 | 60100 | Psychiatry | STRYKER CORP | GO BED | FL23B | BEDS/ MECHANICAL | 414567-0-CAP |  | X51659 | 2016-01-15 | 2016-01-15 | 2015-08-19 | USD | 5021.69 | Active | UNM - Sandoval Regional Medical Center
CAP9675 | 1262742 | 34000 | Medical Specialties | MeasureTek Inc | PS-102-200 | PS-102-200 | SCALES/ PATIENT/ PLATFORM/ ELECTRONIC |  |  | 101400366 | 2016-09-13 | 2017-09-15 | 2015-08-17 | USD |  | Active | UNM - Sandoval Regional Medical Center
CAP9676 | 1262743 | 32025 | Family Practice Clinic | MeasureTek Inc | PS-102-200 | PS-102-200 | SCALES/ PATIENT/ PLATFORM/ ELECTRONIC |  |  | 101400287 | 2016-09-13 | 2017-09-15 | 2015-08-17 | USD |  | Active | UNM - Sandoval Regional Medical Center
NA | 1231134 | 95700 | Clinical Engineering | STRYKER CORP | 2950-047-000 | 12167000 | CONTROLLERS/ BED | 6000350349 |  | 1430215603 | 2017-03-28 | 2018-03-15 | 2015-08-10 | USD | 2421.83 | Active | UNM - Sandoval Regional Medical Center
Consignment | 1262737 | 15055 | Anesthesia | DRAEGER MEDICAL INC | VAPOR 2000 (M35054-11) SEVOFLURANE | VAPOR 2000 (M35054-1 | ANESTHESIA UNIT VAPORIZERS |  |  | ARYF-1469 | 2017-06-24 | 2018-06-15 | 2015-07-24 | USD |  | Active | UNM - Sandoval Regional Medical Center
NA | T100025969 | 15000 | Operating Room | OMNI GUIDE INC | INTELLIGUIDE | FELS-25A | LASERS/ CARBON DIOXIDE |  |  | 101155 | 2016-08-16 | 2017-08-15 | 2015-07-08 | USD |  | Active | UNM - Sandoval Regional Medical Center
NA | T100025961 | 15000 | Operating Room | LUMENIS INC | POWERSUIT 100W | POWERSUIT 100W | LASERS |  |  | 263 | 2017-04-28 | 2017-08-15 | 2015-06-30 | USD |  | Active | UNM - Sandoval Regional Medical Center
SRMC 000616 | 1262736 | 12220 | Med/Surg Subacute | PHILIPS HEALTHCARE | SURESIGNS VS4 | SURESIGNS VS4 | MONITORING SYSTEMS/ PHYSIOLOGIC | 414548 |  | US42722911 | 2017-04-10 | 2018-03-15 | 2015-06-19 | USD | 3183.83 | Active | UNM - Sandoval Regional Medical Center
NA | T100025957 | 15000 | Operating Room | CADWELL LABORATORIES INC | CASCADE PRO | CASCADE PRO | MONITORS/ BISPECTRAL INDEX |  |  | 1112CX3002018 | 2016-09-29 | 2017-09-15 | 2015-06-18 | USD |  | Active | UNM - Sandoval Regional Medical Center
NA | T100025956 | 15000 | Operating Room | CADWELL | CASCADE | CASCADE | MICROELECTRODE AMPLIFIERS |  |  | 0904CA001253 | 2016-10-01 | 2016-10-15 | 2015-06-17 | USD |  | Active | UNM - Sandoval Regional Medical Center
NA | 1230774 | 95700 | Clinical Engineering | GAYMAR INDUSTRIES INC | MT-590 | MT-590 | TESTERS | 6000345534 |  | None | 2015-06-15 | 2015-06-15 | 2015-06-15 | USD | 584.27 | Active | UNM - Sandoval Regional Medical Center
NA | 1230775 | 95700 | Clinical Engineering | GAYMAR INDUSTRIES INC | TPT-9 | TPT-9 | FLOWMETERS | 6000345534 |  | None | 2017-06-07 | 2018-06-15 | 2015-06-15 | USD | 515.27 | Active | UNM - Sandoval Regional Medical Center
CAP9641 | 1262729 | 12120 | Medical/Cardiac ICU | PHILIPS HEALTHCARE | M3015A | M3015A | MODULES/ CAPNOGRAPH |  |  | DE13881463 | 2017-04-24 | 2018-05-15 | 2015-05-15 | USD |  | Active | UNM - Sandoval Regional Medical Center
CAP9623 | 1262728 | 71510 | Pulmonary Services | FISHER & PAYKEL HEALTHCARE INC | MR850JHU | MR850JHU | HUMIDIFIERS/ HEATED |  |  | 021210006632 | 2017-04-08 | 2018-04-15 | 2015-04-30 | USD |  | Active | UNM - Sandoval Regional Medical Center
CAP9617 | 1262724 | 15000 | Operating Room | STRYKER CORP | CASTVAC | 986 | CAST CUTTERS |  |  | 94110483 | 2015-04-17 | 2015-04-15 | 2015-04-17 | USD |  | Active | UNM - Sandoval Regional Medical Center
SRMC 000876 | 1262709 | 34015 | Sleep Disorders Center | SELECT COMFORT | HOSPITALITY GOLD | SFC856SR | INFLATORS |  |  | SC0002136310 | 2016-08-12 | 2016-08-15 | 2015-04-08 | USD |  | Active | UNM - Sandoval Regional Medical Center
CAP9616 | 1262723 | 76010 | Rehabilitation Services | PHILIPS HEALTHCARE | HEARTSTART FRX | HEARTSTART FRX | DEFIBRILLATORS/ EXTERNAL/ AUTOMATED | 411775 |  | B15D-00448 | 2015-04-07 | 2015-04-15 | 2015-04-07 | USD | 1467.63 | Active | UNM - Sandoval Regional Medical Center
CAP9615 | 1262722 | 71510 | Pulmonary Services | PRECISION MEDICAL INC | PM5200 | PM5200 | OXYGEN-AIR PROPORTIONERS |  |  | BH004206 | 2017-04-21 | 2018-04-15 | 2015-03-31 | USD |  | Active | UNM - Sandoval Regional Medical Center
NA | 1162890 | 95700 | Clinical Engineering | WAGNER INSTRUMENTS | FDK 20 | FDK 20 | TESTERS |  |  | 146047 | 2017-03-24 | 2018-03-15 | 2015-03-23 | USD |  | Active | UNM - Sandoval Regional Medical Center
SMRC 000862 | 1262708 | 34040 | Intergrative Medicine | HELMER LABS INC | HORIZON SERIES (HLR105) | HORIZON SERIES (HLR105) | REFRIGERATORS/ LABORATORY |  |  | 2015003 | 2016-09-15 | 2017-09-15 | 2015-03-23 | USD |  | Active | UNM - Sandoval Regional Medical Center
CAP9610 | 1262721 | 15000 | Operating Room | COCHLEAR | OSSCORA | SI-915 | DRILLS/ BONE | 413043 |  | 80458 | 2015-03-12 | 2015-03-15 | 2015-03-12 | USD | 4610 | Active | UNM - Sandoval Regional Medical Center
SRMC 000628 | 1262707 | 21015 | Emergency Department | PHILIPS HEALTHCARE | M3015A | M3015A | MODULES/ CAPNOGRAPH |  |  | DE45586381 | 2017-01-18 | 2018-01-15 | 2015-03-04 | USD |  | Active | UNM - Sandoval Regional Medical Center
SRMC 000624 | 1262706 | 21015 | Emergency Department | PHILIPS HEALTHCARE | M3015A | M3015A | MODULES/ CAPNOGRAPH |  |  | DE45586549 | 2017-01-17 | 2018-01-15 | 2015-03-03 | USD |  | Active | UNM - Sandoval Regional Medical Center
SRMC 001651 | 1262715 | 15010 | Sterile Processing | RENNCO INC | LS-18D | LS-18D | PACKAGE SEALERS |  |  | 512-181-6190 | 2015-02-20 | 2015-02-15 | 2015-02-20 | USD |  | Active | UNM - Sandoval Regional Medical Center
CAP9513 | 1262704 | 71510 | Pulmonary Services | NONIN MEDICAL INC | 8500 | 8500 | OXIMETERS/ PULSE |  |  | 501743226 | 2017-04-26 | 2018-04-15 | 2015-02-17 | USD |  | Active | UNM - Sandoval Regional Medical Center
CAP9580 | 1263283 | 60100 | Psychiatry | TYCO HEALTHCARE GROUP | GENIUS II | GENIUS II | THERMOMETERS/ ELECTRONIC/ INFRARED/ EAR |  |  | N14598315 | 2015-01-26 | 2015-01-15 | 2015-01-26 | USD |  | Active | UNM - Sandoval Regional Medical Center
SMRC 000660 | 1263280 | 82000 | Environmental Services | BioQuell, Inc. | Q-10 | Q-10 | AIR CLEANERS/ HIGH-EFFICIENCY FILTER | 1110315-0-VHF |  | 201409BQ2957 | 2017-02-21 | 2018-02-15 | 2015-01-26 | USD |  | Active | UNM - Sandoval Regional Medical Center
SMRC 000659 | 1263279 | 82000 | Environmental Services | BioQuell, Inc. | Q-10 | Q-10 | AIR CLEANERS/ HIGH-EFFICIENCY FILTER | 1110315-0-VHF |  | 201411R33133 | 2017-02-21 | 2018-02-15 | 2015-01-26 | USD |  | Active | UNM - Sandoval Regional Medical Center
SMRC 000766 | 1263281 | 15000 | Operating Room | OLYMPUS AMERICA INC | SZ2-ST | SZ2-ST | MICROSCOPES |  |  | B140760002 | 2017-02-18 | 2018-02-15 | 2015-01-22 | USD |  | Active | UNM - Sandoval Regional Medical Center
SRMC 000647 | 1162889 | 21015 | Emergency Department | PHILIPS HEALTHCARE | M3015A | M3015A | MODULES/ CAPNOGRAPH |  |  | DE13870078 | 2017-01-17 | 2018-01-15 | 2015-01-14 | USD |  | Active | UNM - Sandoval Regional Medical Center
CAP9554 | 1263278 | 71510 | Pulmonary Services | FISHER & PAYKEL HEALTHCARE INC | MR850JHU | MR850JHU | HUMIDIFIERS/ HEATED |  |  | 131217203012 | 2017-04-20 | 2018-04-15 | 2015-01-06 | USD |  | Active | UNM - Sandoval Regional Medical Center
CAP9553 | 1263277 | 71510 | Pulmonary Services | FISHER & PAYKEL HEALTHCARE INC | MR850JHU | MR850JHU | HUMIDIFIERS/ HEATED |  |  | 131219203366 | 2017-04-19 | 2018-04-15 | 2015-01-06 | USD |  | Active | UNM - Sandoval Regional Medical Center
CAP9552 | 1263270 | 71510 | Pulmonary Services | FISHER & PAYKEL HEALTHCARE INC | MR850JHU | MR850JHU | HUMIDIFIERS/ HEATED |  |  | 140113203543 | 2017-04-19 | 2018-04-15 | 2014-12-31 | USD |  | Active | UNM - Sandoval Regional Medical Center
CAP9551 | 1263269 | 71510 | Pulmonary Services | FISHER & PAYKEL HEALTHCARE INC | MR850JHU | MR850JHU | HUMIDIFIERS/ HEATED |  |  | 140117204135 | 2017-04-19 | 2018-04-15 | 2014-12-31 | USD |  | Active | UNM - Sandoval Regional Medical Center
CAP9499 | 1263253 | 12220 | Med/Surg Subacute | TYCO HEALTHCARE GROUP | GENIUS II | GENIUS II | THERMOMETERS/ ELECTRONIC/ INFRARED/ EAR |  |  | N14551228 | 2014-12-19 | 2014-12-15 | 2014-12-18 | USD |  | Active | UNM - Sandoval Regional Medical Center
CAP9500 | 1263254 | 12220 | Med/Surg Subacute | TYCO HEALTHCARE GROUP | GENIUS II | GENIUS II | THERMOMETERS/ ELECTRONIC/ INFRARED/ EAR |  |  | N14551397 | 2014-12-19 | 2014-12-15 | 2014-12-18 | USD |  | Active | UNM - Sandoval Regional Medical Center
CAP9547 | 1263267 | 76010 | Rehabilitation Services | HYGENIC CORP | 24050 | 24050 | BATHS/ PARAFFIN/ PHYSICAL THERAPY | 411541 |  | 2014-01826 | 2016-09-08 | 2017-09-15 | 2014-12-18 | USD | 171.4 | Active | UNM - Sandoval Regional Medical Center
CAP9503 | 1263257 | 12220 | Med/Surg Subacute | TYCO HEALTHCARE GROUP | GENIUS II | GENIUS II | THERMOMETERS/ ELECTRONIC/ INFRARED/ EAR |  |  | N14551599 | 2014-12-19 | 2017-05-15 | 2014-12-18 | USD |  | Reactivated | UNM - Sandoval Regional Medical Center
CAP9548 | 1263268 | 32025 | Family Practice Clinic | HELMER LABS INC | HLR104-ADA | HLR104-ADA | REFRIGERATORS/ PHARMACY | 408438 |  | 2010755 | 2016-09-15 | 2017-09-15 | 2014-12-18 | USD |  | Active | UNM - Sandoval Regional Medical Center
SRMC 000443 | 64490345 | 15000 | Operating Room | PHILIPS HEALTHCARE | CX50 Cardiac/ShS Ultrasound System | 795076 | SCANNING SYSTEMS/ ULTRASONIC/ PORTABLE | 410865-0-CAP |  | SG31405834 | 2014-12-12 | 2015-06-15 | 2014-12-12 | USD |  | Active | UNM - Sandoval Regional Medical Center
CAP9545 | 1263275 | 15040 | PACU | PHILIPS HEALTHCARE | M3015A | M3015A | MODULES/ CAPNOGRAPH |  |  | DE455852013 | 2016-09-22 | 2017-10-15 | 2014-12-11 | USD |  | Active | UNM - Sandoval Regional Medical Center
Leased | 1263266 | 2105 | TriCore (Ref lab) | ROCHE | ACCU-CHEK INFORM II | 04882458001 | ANALYZERS/ POINT-OF-CARE/ WHOLE BLOOD/ GLUCOSE |  |  | UU14041178 | 2017-02-24 | 2018-03-15 | 2014-12-11 | USD | 0.01 | Active | UNM - Sandoval Regional Medical Center
CAP9541 | 1263265 | 77010 | Pharmacy - Inpatient | CONTROL COMPANY | TRACEABLE | 4527 | THERMOMETERS/ ELECTRONIC | none |  | 140703855 | 2014-12-04 | 2014-12-15 | 2014-12-02 | USD |  | Active | UNM - Sandoval Regional Medical Center
SRMC 001542 | 1263264 | 81000 | Facilities Maintenance | HUMAN CARE HC AB | SINGEL 5100 HERKULES | 5100 | LIFTS/ PATIENT TRANSFER | 407933 |  | 09-08-3147 | 2016-10-26 | 2017-11-15 | 2014-11-24 | USD |  | Active | UNM - Sandoval Regional Medical Center
SRMC 000610 | 1263252 | 21015 | Emergency Department | VITAL SIGNS INC | ENFLOW CONTROLLER | 121 | WARMING UNITS/ BLOOD/SOLUTION | 410896 |  | 40230079 | 2017-01-16 | 2018-01-15 | 2014-11-17 | USD |  | Active | UNM - Sandoval Regional Medical Center
SRMC 000687 | 1263251 | 15055 | Anesthesia | MEDFUSION INC | 3500 | 3500 | INFUSION PUMPS | 403499-0-OR3 |  | M-0748 | 2017-02-12 | 2018-02-15 | 2014-11-17 | USD |  | Active | UNM - Sandoval Regional Medical Center
CAP9490 | 1263244 | 15000 | Operating Room | HITACHI INSTRUMENTS INC | HV-D27A | HV-D27A | CAMERA/ DIGITAL | 20120098 |  | 11301371 | 2014-12-03 | 2015-06-15 | 2014-11-14 | USD |  | Reactivated | UNM - Sandoval Regional Medical Center
CAP9495 | 1263249 | 12220 | Med/Surg Subacute | MEDLINE INDUSTRIES INC | MDR741700 | MDR741700 | TABLES/ EXAMINATION/TREATMENT | 405928 |  | NONE | 2014-12-09 | 2014-12-15 | 2014-11-14 | USD |  | Active | UNM - Sandoval Regional Medical Center
CAP9496 | 1263250 | 12220 | Med/Surg Subacute | MEDLINE INDUSTRIES INC | MDR741700 | MDR741700 | TABLES/ EXAMINATION/TREATMENT | 405928 |  | NONE | 2014-12-09 | 2014-12-15 | 2014-11-14 | USD |  | Active | UNM - Sandoval Regional Medical Center
SMRC 000758 | 1263245 | 15000 | Operating Room | WELLS JOHNSON CO | ASPIRATOR II | ASPIRATOR II | ASPIRATORS | 410610 |  | 11308104 | 2017-02-21 | 2018-02-15 | 2014-11-14 | USD |  | Active | UNM - Sandoval Regional Medical Center
SMRC 000757 | 1263246 | 15000 | Operating Room | MENTOR CORP | EZ PUMP | EZ PUMP | ASPIRATORS/ LIPOSUCTION | 410610 |  | 06143703 | 2017-02-21 | 2018-02-15 | 2014-11-14 | USD |  | Active | UNM - Sandoval Regional Medical Center
CAP9494 | 1263248 | 71510 | Pulmonary Services | FISHER & PAYKEL HEALTHCARE INC | MR850JHU | MR850JHU | HUMIDIFIERS/ HEATED | 65753577 |  | 131115199438 | 2017-04-20 | 2018-04-15 | 2014-11-14 | USD |  | Active | UNM - Sandoval Regional Medical Center
CAP9493 | 1263247 | 71510 | Pulmonary Services | FISHER & PAYKEL HEALTHCARE INC | MR850JHU | MR850JHU | HUMIDIFIERS/ HEATED | 65753577 |  | 131115199439 | 2017-04-06 | 2018-04-15 | 2014-11-14 | USD |  | Active | UNM - Sandoval Regional Medical Center
CAP9488 | 1263242 | 21015 | Emergency Department | ZIMMER SURGICAL PRODUCTS | TOTAL SHIELD | 00-9900-200-00 | TESTERS/ CHARGERS/ BATTERY | 411027-0-VHF |  | none | 2014-12-03 | 2014-12-15 | 2014-11-13 | USD | 2892.25 | Active | UNM - Sandoval Regional Medical Center
CAP9489 | 1263243 | 21015 | Emergency Department | ZIMMER SURGICAL PRODUCTS | TOTAL SHIELD | 00-9900-200-00 | TESTERS/ CHARGERS/ BATTERY | 411027-0-VHF |  | none | 2014-12-03 | 2014-12-15 | 2014-11-13 | USD | 2892.25 | Active | UNM - Sandoval Regional Medical Center
CAP9487 | 1263241 | 21015 | Emergency Department | STRYKER CORP | MX-PRO | MX-PRO | STRETCHERS/ MOBILE/ HOSPITAL | 410107 |  | 141041164 | 2014-10-31 | 2014-10-15 | 2014-10-31 | USD | 4924.86 | Active | UNM - Sandoval Regional Medical Center
CAP9483 | 1263237 | 71510 | Pulmonary Services | FISHER & PAYKEL HEALTHCARE INC | MR850JHU | MR850JHU | HUMIDIFIERS/ HEATED |  |  | 070516008691 | 2017-04-22 | 2018-04-15 | 2014-10-23 | USD |  | Active | UNM - Sandoval Regional Medical Center
CAP9484 | 1263238 | 71510 | Pulmonary Services | FISHER & PAYKEL HEALTHCARE INC | MR850JHU | MR850JHU | HUMIDIFIERS/ HEATED |  |  | 131104197904 | 2017-04-22 | 2018-04-15 | 2014-10-23 | USD |  | Active | UNM - Sandoval Regional Medical Center
CAP9486 | 1263240 | 71510 | Pulmonary Services | FISHER & PAYKEL HEALTHCARE INC | MR850JHU | MR850JHU | HUMIDIFIERS/ HEATED |  |  | 041210018861 | 2017-04-19 | 2018-04-15 | 2014-10-23 | USD |  | Active | UNM - Sandoval Regional Medical Center
CAP9485 | 1263239 | 71510 | Pulmonary Services | PRECISION MEDICAL INC | PM5200 | PM5200 | OXYGEN-AIR PROPORTIONERS |  |  | BH003825 | 2017-04-22 | 2018-04-15 | 2014-10-23 | USD |  | Active | UNM - Sandoval Regional Medical Center
CAP9482 | 1263236-Retired | 15000 | Operating Room | OLYMPUS AMERICA INC | OFP-2 | OFP-2 | IRRIGATION/ DISTENTION SYSTEMS | 406244-0-CAP |  | 21319571 | 2016-10-02 | 2017-10-15 | 2014-10-17 | USD |  | Active | UNM - Sandoval Regional Medical Center
SRMC 000146 | 1263233 | 15000 | Operating Room | COVIDIEN | FORCE FX-CS | FORCE FX-CS | ELECTROSURGICAL UNITS | 408818-CAP |  | S4E13395AX | 2017-06-14 | 2017-12-15 | 2014-10-10 | USD |  | Active | UNM - Sandoval Regional Medical Center
SRMC 000489 | 1263234 | 15000 | Operating Room | COVIDIEN | FORCE FX-CS | FORCE FX-CS | ELECTROSURGICAL UNITS | 408818-CAP |  | S4E13396AX | 2017-06-14 | 2017-12-15 | 2014-10-10 | USD |  | Active | UNM - Sandoval Regional Medical Center
Leased | 1263232 | 2105 | TriCore (Ref lab) | ROCHE | ACCU-CHEK INFORM II | 04882458001 | ANALYZERS/ POINT-OF-CARE/ WHOLE BLOOD/ GLUCOSE |  |  | UU14025679 | 2017-02-24 | 2018-03-15 | 2014-10-08 | USD | 0.01 | Active | UNM - Sandoval Regional Medical Center
Leased | 1263231 | 2105 | TriCore (Ref lab) | ROCHE | ACCU-CHEK INFORM II | 04882458001 | ANALYZERS/ POINT-OF-CARE/ WHOLE BLOOD/ GLUCOSE |  |  | UU14035326 | 2017-02-24 | 2018-03-15 | 2014-10-08 | USD | 0.01 | Active | UNM - Sandoval Regional Medical Center
Leased | 1263194 | 2105 | TriCore (Ref lab) | ROCHE | ACCU-CHEK INFORM II | 04882458001 | ANALYZERS/ POINT-OF-CARE/ WHOLE BLOOD/ GLUCOSE |  |  | UU14024049 | 2017-02-24 | 2018-03-15 | 2014-09-26 | USD |  | Active | UNM - Sandoval Regional Medical Center
Leased | 1263195 | 2105 | TriCore (Ref lab) | ROCHE | ACCU-CHEK INFORM II | 04882458001 | ANALYZERS/ POINT-OF-CARE/ WHOLE BLOOD/ GLUCOSE |  |  | UU13090648 | 2017-02-24 | 2018-03-15 | 2014-09-26 | USD |  | Active | UNM - Sandoval Regional Medical Center
CAP9470 | 1263230 | 71510 | Pulmonary Services | NSPIRE HEALTH INC | WRIGHT MARK 8 | WRIGHT MARK 8 | SPIROMETERS |  |  | None | 2017-05-31 | 2018-04-15 | 2014-09-22 | USD |  | Active | UNM - Sandoval Regional Medical Center
Consignment | 1263228 | 15055 | Anesthesia | DRAEGER MEDICAL INC | VAPOR 2000 (M35054-11) SEVOFLURANE | VAPOR 2000 (M35054-1 | ANESTHESIA UNIT VAPORIZERS |  |  | ARWL-0959 | 2017-06-29 | 2018-06-15 | 2014-09-17 | USD |  | Active | UNM - Sandoval Regional Medical Center
Consignment | 1263229 | 15055 | Anesthesia | DRAEGER MEDICAL INC | VAPOR 2000 (M35054-11) SEVOFLURANE | VAPOR 2000 (M35054-1 | ANESTHESIA UNIT VAPORIZERS |  |  | ARYF-1559 | 2017-06-24 | 2018-06-15 | 2014-09-17 | USD |  | Active | UNM - Sandoval Regional Medical Center
CAP9457 | 1263223 | 34015 | Sleep Disorders Center | SELECT COMFORT | FLEX FIT 2 | 119000 | CONTROLLERS/ BED | 104658 |  | B271407875119000 | 2016-08-11 | 2017-08-15 | 2014-09-16 | USD |  | Active | UNM - Sandoval Regional Medical Center
CAP9460 | 1263226 | 34015 | Sleep Disorders Center | SELECT COMFORT | FLEX FIT 2 | 119000 | CONTROLLERS/ BED | 104658 |  | B271407914119000 | 2016-08-11 | 2017-08-15 | 2014-09-16 | USD |  | Active | UNM - Sandoval Regional Medical Center
CAP9458 | 1263224 | 34015 | Sleep Disorders Center | SELECT COMFORT | HOSPITALITY GOLD | SFC856SR | INFLATORS | 104658 |  | SC0001270813 | 2014-09-16 | 2014-09-15 | 2014-09-16 | USD |  | Active | UNM - Sandoval Regional Medical Center
CAP9459 | 1263225 | 34015 | Sleep Disorders Center | SELECT COMFORT | HOSPITALITY GOLD | SFC856SR | INFLATORS | 104658 |  | SC0001270779 | 2014-09-16 | 2014-09-15 | 2014-09-16 | USD |  | Active | UNM - Sandoval Regional Medical Center
CAP9461 | 1263227 | 34015 | Sleep Disorders Center | SELECT COMFORT | HOSPITALITY GOLD | SFC856SR | INFLATORS | 104658 |  | SC0001270798 | 2014-09-16 | 2014-09-15 | 2014-09-16 | USD |  | Active | UNM - Sandoval Regional Medical Center
CAP9435 | 1263215 | 15000 | Operating Room | PHILIPS HEALTHCARE | INTELLIVUE MP50 | M8004A | MONITORS/ BEDSIDE |  |  | DE82088723 | 2016-10-02 | 2017-10-15 | 2014-09-11 | USD |  | Active | UNM - Sandoval Regional Medical Center
SRMC 000649 | 1263216 | 75010 | Radiology - CT Scan | PHILIPS HEALTHCARE | INTELLIVUE MP50 | M8004A | MONITORS/ BEDSIDE |  |  | DE82077508 | 2017-01-18 | 2018-01-15 | 2014-09-11 | USD |  | Active | UNM - Sandoval Regional Medical Center
CAP9437 | 1263217 | 15000 | Operating Room | PHILIPS HEALTHCARE | M3001A | M3001A | MODULES/ MULTIPARAMETERS |  |  | DE907V7362 | 2016-10-02 | 2017-10-15 | 2014-09-11 | USD |  | Active | UNM - Sandoval Regional Medical Center
SRMC 000650 | 1263218 | 75010 | Radiology - CT Scan | PHILIPS HEALTHCARE | M3001A | M3001A | MODULES/ MULTIPARAMETERS |  |  | DE907Z2683 | 2017-01-30 | 2018-01-15 | 2014-09-11 | USD |  | Active | UNM - Sandoval Regional Medical Center
CAP9439 | 1263219 | 15000 | Operating Room | PHILIPS HEALTHCARE | M3015A | M3015A | MODULES/ CAPNOGRAPH |  |  | DE43547050 | 2016-10-02 | 2017-10-15 | 2014-09-11 | USD |  | Active | UNM - Sandoval Regional Medical Center
SRMC 000651 | 1263220 | 75010 | Radiology - CT Scan | PHILIPS HEALTHCARE | M3015A | M3015A | MODULES/ CAPNOGRAPH |  |  | DE43553554 | 2017-01-17 | 2018-01-15 | 2014-09-11 | USD |  | Active | UNM - Sandoval Regional Medical Center
CAP9441 | 1263221 | 15000 | Operating Room | PHILIPS HEALTHCARE | M1116B | M1116B | MODULES/ RECORDERS |  |  | 4227A72245 | 2014-09-11 | 2014-09-15 | 2014-09-11 | USD |  | Active | UNM - Sandoval Regional Medical Center
CAP9442 | 1263222 | 75010 | Radiology - CT Scan | PHILIPS HEALTHCARE | M1116B | M1116B | MODULES/ RECORDERS |  |  | 4227A72246 | 2014-09-11 | 2014-09-15 | 2014-09-11 | USD |  | Active | UNM - Sandoval Regional Medical Center
Consignment | 1263213 | 15000 | Operating Room | DEPUY SYNTHES CO | VAPR VUE | VAPR VUE | RADIOFREQUENCY THERAPY SYSTEMS/ TISSUE ABLATION |  |  | AD1420242 | 2017-06-14 | 2017-12-15 | 2014-09-08 | USD |  | Active | UNM - Sandoval Regional Medical Center
Consignment | 1263214 | 15000 | Operating Room | DEPUY SYNTHES CO | VAPR VUE | VAPR VUE | RADIOFREQUENCY THERAPY SYSTEMS/ TISSUE ABLATION |  |  | AD1420464 | 2017-06-13 | 2017-12-15 | 2014-09-08 | USD |  | Active | UNM - Sandoval Regional Medical Center
SRMC 000152 | 1263211 | 15000 | Operating Room | PHILIPS HEALTHCARE | INTELLIVUE MX700 | 865241 | MONITORING SYSTEMS/ PHYSIOLOGIC | 409401-0-CAP |  | DE47827754 | 2016-10-02 | 2017-10-15 | 2014-09-05 | USD |  | Active | UNM - Sandoval Regional Medical Center
SRMC 000492 | 1263212 | 15000 | Operating Room | PHILIPS HEALTHCARE | INTELLIVUE MX700 | 865241 | MONITORING SYSTEMS/ PHYSIOLOGIC | 409401-0-CAP |  | DE47827770 | 2016-10-02 | 2017-10-15 | 2014-09-05 | USD |  | Active | UNM - Sandoval Regional Medical Center
SRMC 001072 | 1263209 | 15055 | Anesthesia | PHILIPS HEALTHCARE | INTELLIVUE G5 | G5 | MONITORS/ BEDSIDE/ ANESTHETIC GAS | 409401-0-CAP |  | ASFF-0238 | 2017-06-14 | 2017-12-15 | 2014-09-05 | USD |  | Active | UNM - Sandoval Regional Medical Center
SRMC 001106 | 1263206 | 15000 | Operating Room | PHILIPS HEALTHCARE | M3001A | M3001A | MODULES/ MULTIPARAMETERS | 409401-0-CAP |  | DE4200DPDC | 2016-10-02 | 2017-10-15 | 2014-09-05 | USD |  | Active | UNM - Sandoval Regional Medical Center
SRMC 001073 | 1263205 | 15000 | Operating Room | PHILIPS HEALTHCARE | M3001A | M3001A | MODULES/ MULTIPARAMETERS | 409401-0-CAP |  | DE4200DP1C | 2016-10-02 | 2017-10-15 | 2014-09-05 | USD |  | Active | UNM - Sandoval Regional Medical Center
CAP9429 | 1263207 | 15000 | Operating Room | PHILIPS HEALTHCARE | M3012A | M3012A | MODULES/ BLOOD PRESSURE | 409401-0-CAP |  | DE45263288 | 2016-10-02 | 2017-10-15 | 2014-09-05 | USD |  | Active | UNM - Sandoval Regional Medical Center
CAP9423 | 1263201 | 15000 | Operating Room | PHILIPS HEALTHCARE | FMS-4 | 865243 | RACKS/ MODULE | 409401-0-CAP |  | DE12334205 | 2014-09-05 | 2014-09-15 | 2014-09-05 | USD |  | Active | UNM - Sandoval Regional Medical Center
CAP9424 | 1263202 | 15000 | Operating Room | PHILIPS HEALTHCARE | FMS-4 | 865243 | RACKS/ MODULE | 409401-0-CAP |  | DE12334206 | 2014-09-05 | 2014-09-15 | 2014-09-05 | USD |  | Active | UNM - Sandoval Regional Medical Center
CAP9425 | 1263203 | 15000 | Operating Room | PHILIPS HEALTHCARE | M1116C | 866336 | PRINTERS/ DIGITAL WRITER | 409401-0-CAP |  | US40911194 | 2014-09-05 | 2014-09-15 | 2014-09-05 | USD |  | Active | UNM - Sandoval Regional Medical Center
CAP9426 | 1263204 | 15000 | Operating Room | PHILIPS HEALTHCARE | M1116C | 866336 | PRINTERS/ DIGITAL WRITER | 409401-0-CAP |  | US40911195 | 2014-09-05 | 2014-09-15 | 2014-09-05 | USD |  | Active | UNM - Sandoval Regional Medical Center
NER | ZZSRMC Neuro Lab | 78010 | Neurodiagnostics Lab | NOT ASSIGNED | NO MODEL NAME | NO MODEL NUMBER | DEPARTMENT |  |  | None | 2016-08-02 | 2017-08-15 | 2014-08-25 | USD |  | Active | UNM - Sandoval Regional Medical Center
NER | ZZSRMC Pharmacy | 77010 | Pharmacy - Inpatient | NOT ASSIGNED | NO MODEL NAME | NO MODEL NUMBER | DEPARTMENT |  |  | None | 2017-03-21 | 2018-03-15 | 2014-08-25 | USD |  | Active | UNM - Sandoval Regional Medical Center
CAP9420 | 1263193 | 34015 | Sleep Disorders Center | PRO-TECH SERVICES INC | PTAF2 | PTAF2 | POLYSOMNOGRAPHS | Replaced ID 1263099 |  | PP2001122 | 2014-08-25 | 2014-08-15 | 2014-08-24 | USD |  | Active | UNM - Sandoval Regional Medical Center
Leased | 1263191 | 2105 | TriCore (Ref lab) | ROCHE | ACCU-CHEK INFORM II | 04882458001 | ANALYZERS/ POINT-OF-CARE/ WHOLE BLOOD/ GLUCOSE |  |  | UU14019339 | 2017-02-24 | 2018-03-15 | 2014-08-13 | USD |  | Active | UNM - Sandoval Regional Medical Center
Leased | 1263192 | 2105 | TriCore (Ref lab) | ROCHE | ACCU-CHEK INFORM II | 04882458001 | ANALYZERS/ POINT-OF-CARE/ WHOLE BLOOD/ GLUCOSE |  |  | UU13043634 | 2017-02-24 | 2018-03-15 | 2014-08-13 | USD |  | Active | UNM - Sandoval Regional Medical Center
CAP9376 | 1263189 | 21015 | Emergency Department | TYCO HEALTHCARE GROUP | GENIUS II | GENIUS II | THERMOMETERS/ ELECTRONIC/ INFRARED/ EAR |  |  | N14506489 | 2014-08-05 | 2014-08-15 | 2014-08-05 | USD |  | Active | UNM - Sandoval Regional Medical Center
SRMC 001692 | 1263178 | 75055 | Radiology - Mammography | VICTOREEN INC | 07-443 | 07-443 | DENSITOMETERS/ X-RAY FILM |  |  | 2408042 | 2016-08-09 | 2017-07-15 | 2014-07-31 | USD |  | Active | UNM - Sandoval Regional Medical Center
SRMC 000149 | 1263186 | 15000 | Operating Room | COSMAN MEDICAL INC | G4 | G4 | GENERATORS/ RADIO-FREQUENCY | 408817-0-CAP |  | G4-937 | 2017-04-26 | 2017-10-15 | 2014-07-29 | USD |  | Active | UNM - Sandoval Regional Medical Center
CAP9368 | 1263183 | 15040 | PACU | EXERGEN CORP | TAT-5000 | TAT-5000 | THERMOMETERS/ ELECTRONIC/ INFRARED | 408802 |  | A415113 | 2014-07-28 | 2014-07-15 | 2014-07-28 | USD |  | Active | UNM - Sandoval Regional Medical Center
CAP9369 | 1263184 | 15040 | PACU | EXERGEN CORP | TAT-5000 | TAT-5000 | THERMOMETERS/ ELECTRONIC/ INFRARED | 408802 |  | A410563 | 2014-07-28 | 2014-07-15 | 2014-07-28 | USD |  | Active | UNM - Sandoval Regional Medical Center
CAP9355 | 1263174 | 12220 | Med/Surg Subacute | WELCH ALLYN INC | SURETEMP PLUS (690) | SURETEMP PLUS (690) | THERMOMETERS/ ELECTRONIC |  |  | 13261545 | 2014-07-10 | 2014-07-15 | 2014-07-10 | USD |  | Active | UNM - Sandoval Regional Medical Center
SMRC 000812 | 1262730 | 15000 | Operating Room | ARTHREX INC | DUALWAVE | AR-6480 | IRRIGATION/DISTENTION SYSTEMS/ ARTHROSCOPIC |  |  | NX3658RL | 2017-02-06 | 2018-02-15 | 2014-06-29 | USD |  | Active | UNM - Sandoval Regional Medical Center
SRMC 000754 | 1262732 | 15000 | Operating Room | ARTHREX INC | DUALWAVE | AR-6480 | IRRIGATION/DISTENTION SYSTEMS/ ARTHROSCOPIC |  |  | NX3705RL | 2017-02-06 | 2018-02-15 | 2014-06-29 | USD |  | Active | UNM - Sandoval Regional Medical Center
SMRC 000813 | 1262731 | 15000 | Operating Room | ARTHREX INC | APS II | APS II | ARTHROSCOPIC SHAVER SYSTEMS |  |  | 624994 | 2016-02-27 | 2016-02-15 | 2014-06-29 | USD |  | Active | UNM - Sandoval Regional Medical Center
SRMC 000755 | 1262733 | 15000 | Operating Room | ARTHREX INC | APS II | APS II | ARTHROSCOPIC SHAVER SYSTEMS |  |  | 630730 | 2016-02-20 | 2016-02-15 | 2014-06-29 | USD |  | Active | UNM - Sandoval Regional Medical Center
CAP9350 | 1263172 | 15000 | Operating Room | STRYKER CORP | WISE 26" HDTV | 0240030970 | MONITORS/ VIDEO |  |  | VHW269E0050 | 2014-07-10 | 2014-07-15 | 2014-06-27 | USD |  | Active | UNM - Sandoval Regional Medical Center
CAP9324 | 1263162 | 34015 | Sleep Disorders Center | PHILIPS HEALTHCARE | OMNI LAB ADVANCED PLUS | 1109581 | CONTINUOUS POSITIVE AIRWAY PRESSURE UNITS |  |  | L11183969F351 | 2016-08-11 | 2017-08-15 | 2014-05-20 | USD |  | Active | UNM - Sandoval Regional Medical Center
CAP9325 | 1263163 | 34015 | Sleep Disorders Center | PHILIPS HEALTHCARE | OMNI LAB ADVANCED PLUS | 1109581 | CONTINUOUS POSITIVE AIRWAY PRESSURE UNITS |  |  | L111839624D82 | 2016-08-11 | 2017-08-15 | 2014-05-20 | USD |  | Active | UNM - Sandoval Regional Medical Center
CAP9326 | 1263164 | 34015 | Sleep Disorders Center | PHILIPS HEALTHCARE | OMNI LAB ADVANCED PLUS | 1109581 | CONTINUOUS POSITIVE AIRWAY PRESSURE UNITS |  |  | L11183982D792 | 2016-08-11 | 2017-08-15 | 2014-05-20 | USD |  | Active | UNM - Sandoval Regional Medical Center
CAP9327 | 1263165 | 34015 | Sleep Disorders Center | PHILIPS HEALTHCARE | OMNI LAB ADVANCED PLUS | 1109581 | CONTINUOUS POSITIVE AIRWAY PRESSURE UNITS |  |  | L11183992CE4A | 2016-08-11 | 2017-08-15 | 2014-05-20 | USD |  | Active | UNM - Sandoval Regional Medical Center
CAP9298 | 1263156 | 15000 | Operating Room | NEWTEK | TRICASTER | CS | DIGITIZER/ RECORDER/ VIDEO |  |  | BN12411743 | 2014-04-18 | 2014-04-15 | 2014-04-17 | USD |  | Active | UNM - Sandoval Regional Medical Center
CAP9299 | 1263157 | 15000 | Operating Room | NEWTEK | Tricaster | WS | DIGITIZER/ RECORDER/ VIDEO |  |  | None | 2014-04-18 | 2014-04-15 | 2014-04-17 | USD |  | Active | UNM - Sandoval Regional Medical Center
CAP9300 | 1263158 | 15000 | Operating Room | SONY CORP OF AMERICA | HD 3CCD | HD 3CCD | CAMERAS/ VIDEO |  |  | 10307 | 2014-04-18 | 2014-04-15 | 2014-04-17 | USD |  | Active | UNM - Sandoval Regional Medical Center
CAP9301 | 1263159 | 15000 | Operating Room | SONY CORP OF AMERICA | HD 3CCD | HD 3CCD | CAMERAS/ VIDEO |  |  | 10296 | 2014-04-18 | 2014-04-15 | 2014-04-17 | USD |  | Active | UNM - Sandoval Regional Medical Center
CAP9302 | 1263160 | 15000 | Operating Room | SONY CORP OF AMERICA | RM-BR300 | RM-BR300 | REMOTE CONTROLS |  |  | 1052079 | 2014-04-18 | 2014-04-15 | 2014-04-17 | USD |  | Active | UNM - Sandoval Regional Medical Center
CAP9292 | 1263155 | 15000 | Operating Room | HELMER SCIENTIFIC | Horizon Series (HPR120) | Horizon Series (HPR120) | REFRIGERATORS/ PHARMACY | 405821 |  | 2008653 | 2014-04-16 | 2014-04-15 | 2014-04-16 | USD |  | Active | UNM - Sandoval Regional Medical Center
CAP9258 | 1263151 | 12220 | Med/Surg Subacute | PHILIPS HEALTHCARE | INTELLIVUE CL | 865220 | BATTERY CHARGERS | 405723 |  | DE40404331 | 2014-03-24 | 2014-03-15 | 2014-03-24 | USD |  | Active | UNM - Sandoval Regional Medical Center
CAP9259 | 1263152 | 12220 | Med/Surg Subacute | PHILIPS HEALTHCARE | INTELLIVUE CL | 865220 | BATTERY CHARGERS | 405723 |  | DE40404332 | 2014-03-24 | 2014-03-15 | 2014-03-24 | USD |  | Active | UNM - Sandoval Regional Medical Center
SRMC 001032 | 1263149 | 12120 | Medical/Cardiac ICU | BARD MEDICAL | ARCTIC SUN 5000 | ARCTIC SUN 5000 | WARMING UNITS/ PATIENT/ CIRCULATING-FLUID | 404485-0-CAP |  | 2801 | 2017-05-19 | 2017-11-15 | 2014-03-20 | USD | 47875 | Active | UNM - Sandoval Regional Medical Center
CAP9255 | 1263150 | 95700 | Clinical Engineering | MEDIVANCE INC | 741-00 | 741-00 | CALIBRATORS | 404485-0-CAP |  | 7915 | 2015-03-23 | 2015-05-15 | 2014-03-20 | USD | 1995 | Active | UNM - Sandoval Regional Medical Center
SRMC 000805 | 1263181 | 21015 | Emergency Department | AK GLOBALTECH | ALCOSCAN | AL9000 | ANALYZERS/ POINT-OF-CARE/ BREATH/ ALCOHOL |  |  | AHE5D0130 | 2017-01-18 | 2018-01-15 | 2014-03-07 | USD |  | Active | UNM - Sandoval Regional Medical Center
Leased | 1263147 | 15000 | Operating Room | NUVASIVE INC | NEUROVISION M5 | NEUROVISION M5 | COMPUTERS/ STEREOTACTIC SURGERY |  |  | DM50119 | 2017-02-21 | 2018-02-15 | 2014-02-28 | USD |  | Active | UNM - Sandoval Regional Medical Center
Leased | 1263146 | 12120 | Medical/Cardiac ICU | BAXTER HEALTHCARE CORP | HOME CHOICE PRO APD | HOME CHOICE PRO APD | PERITONEAL DIALYSIS UNITS |  |  | 681432 | 2014-02-27 | 2014-02-15 | 2014-02-28 | USD |  | Active | UNM - Sandoval Regional Medical Center
CAP9347 | 1263142 | 21015 | Emergency Department | TYCO HEALTHCARE GROUP | GENIUS II | GENIUS II | THERMOMETERS/ ELECTRONIC/ INFRARED/ EAR |  |  | N13581771 | 2014-02-24 | 2014-02-15 | 2014-02-24 | USD |  | Active | UNM - Sandoval Regional Medical Center
CAP9377 | 1263141 | 12220 | Med/Surg Subacute | TYCO HEALTHCARE GROUP | GENIUS II | GENIUS II | THERMOMETERS/ ELECTRONIC/ INFRARED/ EAR |  |  | N13581506 | 2014-02-24 | 2014-02-15 | 2014-02-24 | USD |  | Active | UNM - Sandoval Regional Medical Center
CAP9365 | 1263143 | 21015 | Emergency Department | TYCO HEALTHCARE GROUP | GENIUS II | GENIUS II | THERMOMETERS/ ELECTRONIC/ INFRARED/ EAR |  |  | N13581825 | 2014-02-24 | 2014-02-15 | 2014-02-24 | USD |  | Active | UNM - Sandoval Regional Medical Center
SRMC 000760 | 1230753 | 15000 | Operating Room | HOLOGIC INC | NOVASURE 09 | NOVASURE 09 | CONTROLLERS |  |  | CSP6085 | 2017-02-06 | 2018-02-15 | 2014-02-18 | USD |  | Active | UNM - Sandoval Regional Medical Center
CAP9622 | 1263137 | 71520 | Pulmonary Diagnostics | EXERGEN CORP | TAT-5000 | TAT-5000 | THERMOMETERS/ ELECTRONIC/ INFRARED |  |  | A373766 | 2014-02-13 | 2014-02-15 | 2014-02-13 | USD |  | Active | UNM - Sandoval Regional Medical Center
CAP9270 | 1263138 | 71510 | Pulmonary Services | MAXTEC INC | MAXO2+A | MAXO2+A | OXYGEN METERS |  |  | XG50999015 | 2017-04-21 | 2018-04-15 | 2014-02-13 | USD |  | Reactivated | UNM - Sandoval Regional Medical Center
CAP9271 | 1263139 | 71510 | Pulmonary Services | MAXTEC INC | MAXO2+A | MAXO2+A | OXYGEN METERS |  |  | XG50999018 | 2017-04-21 | 2018-04-15 | 2014-02-13 | USD |  | Reactivated | UNM - Sandoval Regional Medical Center
| 1263125 | 12120 | Medical/Cardiac ICU | EXERGEN CORP | TAT-5000 | TAT-5000 | THERMOMETERS/ ELECTRONIC/ INFRARED | Replaced ID 1262400 |  | A382528 | 2014-02-04 | 2014-02-15 | 2014-02-04 | USD | 0 | Active | UNM - Sandoval Regional Medical Center
| 1263126 | 15040 | PACU | EXERGEN CORP | TAT-5000 | TAT-5000 | THERMOMETERS/ ELECTRONIC/ INFRARED | Replaced ID 1262391 |  | A382534 | 2014-02-04 | 2014-02-15 | 2014-02-04 | USD | 0 | Active | UNM - Sandoval Regional Medical Center
| 1263113 | 15000 | Operating Room | RICHARD WOLF MEDICAL INSTRUMENTS CORP | COMBIDRIVE EN | 20951 | DRIVERS | Donated |  | 5447U1209R | 2014-01-30 | 2014-01-15 | 2014-01-30 | USD | 0 | Active | UNM - Sandoval Regional Medical Center
| 1263115 | 15000 | Operating Room | RICHARD WOLF MEDICAL INSTRUMENTS CORP | 5371.6266 | 5371.6266 | MONITORS/ VIDEO | Donated |  | 13-224817 | 2014-01-30 | 2014-01-15 | 2014-01-30 | USD | 0 | Active | UNM - Sandoval Regional Medical Center
SMRC 000810 | 1263117 | 15000 | Operating Room | RICHARD WOLF MEDICAL INSTRUMENTS CORP | 5132.012 | 5132.012 | LIGHT SOURCES/ FIBEROPTIC | Donated |  | 071132 | 2017-02-06 | 2018-02-15 | 2014-01-30 | USD | 0 | Active | UNM - Sandoval Regional Medical Center
| 1263118 | 15000 | Operating Room | RICHARD WOLF MEDICAL INSTRUMENTS CORP | 5365.736 | 5365.736 | VIDEO IMAGE PROCESSORS/ ENDOSCOPIC | Donated |  | 10194 | 2014-01-30 | 2014-02-15 | 2014-01-30 | USD | 0 | Active | UNM - Sandoval Regional Medical Center
| 1263119 | 15000 | Operating Room | RICHARD WOLF MEDICAL INSTRUMENTS CORP | 5365.855 | 5365.855 | PRINTERS/ VIDEO | Donated |  | 85449 | 2014-01-30 | 2014-02-15 | 2014-01-30 | USD | 0 | Active | UNM - Sandoval Regional Medical Center
| 1263120 | 15000 | Operating Room | RICHARD WOLF MEDICAL INSTRUMENTS CORP | 8792.411 | 8792.411 | ENDOSCOPES | Donated |  | 598687 | 2014-01-30 | 2014-01-15 | 2014-01-30 | USD | 0 | Active | UNM - Sandoval Regional Medical Center
| 1263121 | 15000 | Operating Room | RICHARD WOLF MEDICAL INSTRUMENTS CORP | 8792.411 | 8792.411 | ENDOSCOPES | Donated |  | 598694 | 2014-01-31 | 2014-01-15 | 2014-01-30 | USD | 0 | Active | UNM - Sandoval Regional Medical Center
| 1263122 | 15000 | Operating Room | RICHARD WOLF MEDICAL INSTRUMENTS CORP | 89210.1253 | 89210.1253 | ENDOSCOPES | Donated |  | 615808 | 2014-01-30 | 2014-01-15 | 2014-01-30 | USD | 0 | Active | UNM - Sandoval Regional Medical Center
| 1263123 | 15000 | Operating Room | RICHARD WOLF MEDICAL INSTRUMENTS CORP | 89210.1253 | 89210.1253 | ENDOSCOPES | Donated |  | 615806 | 2014-01-30 | 2014-01-15 | 2014-01-30 | USD | 0 | Active | UNM - Sandoval Regional Medical Center
| 1263116 | 15000 | Operating Room | RICHARD WOLF MEDICAL INSTRUMENTS CORP | HD Endocam | 5550 | CAMERAS/ VIDEO/ ENDOSCOPE | Donated |  | 0805123B | 2014-01-30 | 2014-01-15 | 2014-01-30 | USD | 0 | Active | UNM - Sandoval Regional Medical Center
SMRC 000811 | 1263114 | 15000 | Operating Room | RICHARD WOLF MEDICAL INSTRUMENTS CORP | FLUID CONTROL | 2203 | IRRIGATION/DISTENTION SYSTEMS/ ARTHROSCOPIC | Donated |  | 130164 | 2017-02-06 | 2018-02-15 | 2014-01-30 | USD | 0 | Active | UNM - Sandoval Regional Medical Center
SRMC 000749 | 1263112 | 15000 | Operating Room | MEDTRONIC INC | IPC | IPC | SHAVERS | 406031-0-CAP |  | ENTC76956 | 2017-02-06 | 2018-02-15 | 2014-01-27 | USD | 23577.4 | Active | UNM - Sandoval Regional Medical Center
Leased | 1263111 | 12120 | Medical/Cardiac ICU | BETTER WATER INC | PB II | PB II | WATER PURIFICATION SYSTEMS/ REVERSE OSMOSIS |  |  | PB1308162 | 2017-01-26 | 2018-01-15 | 2014-01-09 | USD |  | Active | UNM - Sandoval Regional Medical Center
CAP9346 | 1263110 | 12220 | Med/Surg Subacute | TYCO HEALTHCARE GROUP | GENIUS II | GENIUS II | THERMOMETERS/ ELECTRONIC/ INFRARED/ EAR | Replaced ID 1230637 |  | N13553517 | 2013-12-31 | 2013-12-15 | 2013-12-31 | USD |  | Active | UNM - Sandoval Regional Medical Center
CAP9456 | 1263108 | 34520 | Ortho/Surgery Clinic | RICE LAKE WEIGHING SYSTEMS | HEALTHWEIGH | RL-350-6 | SCALES/ PATIENT/ WHEELCHAIR | 405295 |  | C48619 | 2016-09-13 | 2017-09-15 | 2013-12-19 | USD |  | Active | UNM - Sandoval Regional Medical Center
NER | ZZSRMC PACU | 15040 | PACU | NOT ASSIGNED | NO MODEL NAME | NO MODEL NUMBER | DEPARTMENT |  |  | None | 2016-09-28 | 2017-10-15 | 2013-12-17 | USD |  | Active | UNM - Sandoval Regional Medical Center
SRMC 001078 | 1263107 | 15000 | Operating Room | STERIS CORP | Harmony EMS | DF-70 | EQUIPMENT BOOM ARMS | 403469-0-OR3 |  | 0432913002 | 2013-12-18 | 2013-12-15 | 2013-12-12 | USD |  | Active | UNM - Sandoval Regional Medical Center
SRMC 001088 | 1263101 | 71510 | Pulmonary Services | SMITHS MEDICAL PM INC | PARAPAC | PARAPAC | VENTILATORS/ TRANSPORT | 404486-0-CAP |  | 1305129 | 2017-04-26 | 2017-10-15 | 2013-11-27 | USD | 5469.3 | Active | UNM - Sandoval Regional Medical Center
SRMC 000584 | 1263102 | 21015 | Emergency Department | STRYKER CORP | PRIME ZOOM | 1125 | STRETCHERS/ MOBILE/ HOSPITAL | 408068-CAP |  | 1310044072 | 2013-12-02 | 2014-01-15 | 2013-11-27 | USD | 15948.8 | Active | UNM - Sandoval Regional Medical Center
SRMC 001079 | 1263104 | 15000 | Operating Room | STRYKER CORP | SWITCHPOINT INFINITY 3 | 0678001000 | ROUTER/ SWITCH/ HUB | Replaced ID 1230885 |  | 13H005928 | 2013-12-06 | 2013-12-15 | 2013-11-14 | USD |  | Active | UNM - Sandoval Regional Medical Center
Consignment | 1263100 | 15000 | Operating Room | GYRUS MEDICAL INC | G400 | 777000 | ELECTROSURGICAL UNITS |  |  | 0722154 | 2017-06-14 | 2018-06-15 | 2013-11-13 | USD |  | Active | UNM - Sandoval Regional Medical Center
CAP9550 | 1263098 | 15000 | Operating Room | GYRUS MEDICAL INC | DIEGO(70339050) | DIEGO(70339050) | WATER-JET SURGICAL UNITS | 404467-CAP |  | 0485 | 2017-07-03 | 2017-12-15 | 2013-11-04 | USD |  | Active | UNM - Sandoval Regional Medical Center
SRMC 000661 | 1263088 | 15000 | Operating Room | RICE LAKE WEIGHING SYSTEMS | IPC | IPC | SCALES/ CLINICAL/ LABORATORY | 404330 |  | 100008713 | 2017-02-18 | 2018-02-15 | 2013-10-17 | USD |  | Active | UNM - Sandoval Regional Medical Center
SRMC 01112 | 1263086 | 34237 | Uro/Gyn Clinic | OLYMPUS AMERICA INC | VISERA ELITE | CLV-S190 | LIGHT SOURCES | 404459-0-CAP |  | 7304880 | 2016-09-20 | 2017-09-15 | 2013-10-16 | USD |  | Active | UNM - Sandoval Regional Medical Center
SRMC 001114 | 1263087 | 34237 | Uro/Gyn Clinic | OLYMPUS AMERICA INC | OEP-5 | OEP-5 | PRINTERS/ VIDEO | 404459-0-CAP |  | A312583 | 2013-10-16 | 2013-10-15 | 2013-10-16 | USD |  | Active | UNM - Sandoval Regional Medical Center
SRMC 001113 | 1263085 | 34237 | Uro/Gyn Clinic | OLYMPUS AMERICA INC | VISERA ELITE | OTV-S190 | VIDEO IMAGE PROCESSORS | 404459-0-CAP |  | 7355019 | 2013-10-16 | 2013-10-15 | 2013-10-16 | USD |  | Active | UNM - Sandoval Regional Medical Center
SRMC 001115 | 1263084 | 34237 | Uro/Gyn Clinic | OLYMPUS AMERICA INC | OEV-261H | OEV-261H | MONITORS/ VIDEO | 404459-0-CAP |  | 7354019 | 2013-10-16 | 2013-10-15 | 2013-10-16 | USD |  | Active | UNM - Sandoval Regional Medical Center
SRMC 000678 | 1263097 | 15000 | Operating Room | STERIS CORP | HARMONY DUAL LED 585 | HARMONY DUAL LED 585 | LIGHTS/ SURGICAL |  |  | 0419713050 | 2017-02-19 | 2018-02-15 | 2013-10-08 | USD |  | Active | UNM - Sandoval Regional Medical Center
SRMC 000677 | 1263096 | 15000 | Operating Room | STERIS CORP | HARMONY DUAL LED 585 | HARMONY DUAL LED 585 | LIGHTS/ SURGICAL |  |  | 0419613038 | 2017-02-19 | 2018-02-15 | 2013-10-08 | USD |  | Active | UNM - Sandoval Regional Medical Center
SRMC 001081 | 1263095 | 15000 | Operating Room | STERIS CORP | HARMONY EMS ( DF 100) | HARMONY EMS ( DF 100) | EQUIPMENT BOOM ARMS |  |  | 0426213018 | 2013-10-08 | 2013-10-15 | 2013-10-08 | USD |  | Active | UNM - Sandoval Regional Medical Center
Leased | 1263079 | 12120 | Medical/Cardiac ICU | FRESENIUS MEDICAL CARE NORTH AMERICA | 2008K2 | 2008K2 | HEMODIALYSIS UNITS | DCI Medical |  | 3KOS184589 | 2017-02-15 | 2017-08-15 | 2013-09-13 | USD |  | Reactivated | UNM - Sandoval Regional Medical Center
Leased | 1263078 | 12120 | Medical/Cardiac ICU | IN-LINE DIAGNOSTICS CORP | CRIT-LINE III | CRIT-LINE III | MONITORS/ BEDSIDE/ BLOOD GAS | DCI Medical |  | 1931M133789 | 2017-07-10 | 2018-07-15 | 2013-09-13 | USD |  | Reactivated | UNM - Sandoval Regional Medical Center
Consignment | 1263077 | 15055 | Anesthesia | DRAEGER MEDICAL INC | VAPOR 2000 (M35054-11) SEVOFLURANE | VAPOR 2000 (M35054-1 | ANESTHESIA UNIT VAPORIZERS |  |  | ARTD-0067 | 2017-06-29 | 2018-06-15 | 2013-09-10 | USD |  | Active | UNM - Sandoval Regional Medical Center
SRMC 001051 | 1263075 | 15055 | Anesthesia | DRAEGER MEDICAL INC | APOLLO | 8606500-54 | ANESTHESIA UNITS | 403497-0-OR3 |  | ASEJ-0040 | 2017-06-28 | 2017-12-15 | 2013-09-05 | USD |  | Active | UNM - Sandoval Regional Medical Center
Consignment | 1263076 | 15055 | Anesthesia | DRAEGER MEDICAL INC | VAPOR 2000 ISOFLURANE | VAPOR 2000 | ANESTHESIA UNIT VAPORIZERS | 403497-0-OR3 |  | ASCJ-0065 | 2017-06-29 | 2018-06-15 | 2013-09-05 | USD |  | Active | UNM - Sandoval Regional Medical Center
SRMC 001066 | 1263068 | 15000 | Operating Room | PHILIPS HEALTHCARE | INTELLIVUE X2 | M3002A | MONITORS/ PATIENT TRANSPORT | 403471-0-OR3 |  | DE315D6101 | 2017-06-13 | 2018-06-15 | 2013-09-03 | USD |  | Active | UNM - Sandoval Regional Medical Center
SRMC 001083 | 1263066 | 15055 | Anesthesia | PHILIPS HEALTHCARE | INTELLIVUE G5 | G5 | MONITORS/ BEDSIDE/ ANESTHETIC GAS | 403471-0-OR3 |  | ASEH-0012 | 2017-06-13 | 2017-12-15 | 2013-09-03 | USD |  | Active | UNM - Sandoval Regional Medical Center
CAP9663 | 1263069 | 15000 | Operating Room | PHILIPS HEALTHCARE | M3012A | M3012A | MODULES/ BLOOD PRESSURE | 403471-0-OR3 |  | DE83756107 | 2017-06-13 | 2018-06-15 | 2013-09-03 | USD |  | Active | UNM - Sandoval Regional Medical Center
CAP9416 | 1263074 | 34015 | Sleep Disorders Center | RESMED CORP | VPAP TX | VPAP TX | CONTINUOUS POSITIVE AIRWAY PRESSURE UNITS | 403902 |  | 22131247658 | 2016-08-11 | 2017-08-15 | 2013-09-03 | USD |  | Active | UNM - Sandoval Regional Medical Center
CAP9398 | 1263071 | 34015 | Sleep Disorders Center | RESMED CORP | VPAP TX | VPAP TX | CONTINUOUS POSITIVE AIRWAY PRESSURE UNITS | 403902 |  | 22131247775 | 2016-08-11 | 2017-08-15 | 2013-09-03 | USD |  | Active | UNM - Sandoval Regional Medical Center
| 1263070 | 15000 | Operating Room | PHILIPS HEALTHCARE | FMS-4 | 865243 | RACKS/ MODULE | 403471-0-OR3 |  | DE12320179 | 2013-09-03 | 2013-09-15 | 2013-09-03 | USD |  | Active | UNM - Sandoval Regional Medical Center
SRMC 001049 | 1263067 | 15000 | Operating Room | PHILIPS HEALTHCARE | INTELLIVUE MX700 | 865241 | MONITORING SYSTEMS/ PHYSIOLOGIC | 403471-0-OR3 |  | DE12516564 | 2017-06-13 | 2018-06-15 | 2013-09-03 | USD |  | Active | UNM - Sandoval Regional Medical Center
CAP9404 | 1263072 | 34015 | Sleep Disorders Center | RESMED CORP | VPAP TX | VPAP TX | CONTINUOUS POSITIVE AIRWAY PRESSURE UNITS | 403902 |  | 22131247661 | 2016-08-11 | 2017-08-15 | 2013-09-03 | USD |  | Active | UNM - Sandoval Regional Medical Center
CAP9411 | 1263073 | 34015 | Sleep Disorders Center | RESMED CORP | VPAP TX | VPAP TX | CONTINUOUS POSITIVE AIRWAY PRESSURE UNITS | 403902 |  | 22131247702 | 2016-08-11 | 2017-08-15 | 2013-09-03 | USD |  | Active | UNM - Sandoval Regional Medical Center
NER | ZZSRMC Clinics | 32025 | Family Practice Clinic | NOT ASSIGNED | NO MODEL NAME | NO MODEL NUMBER | DEPARTMENT |  |  | None | 2016-08-25 | 2017-09-15 | 2013-08-20 | USD |  | Active | UNM - Sandoval Regional Medical Center
SRMC 000632 | 1263013 | 21015 | Emergency Department | MEDTRONIC INC | TONO-PEN XL | TONO-PEN XL | TONOMETERS/ OPHTHALMIC |  |  | 24960-1211 | 2017-01-23 | 2018-01-15 | 2013-08-16 | USD |  | Active | UNM - Sandoval Regional Medical Center
Consignment | 1263140 | 15000 | Operating Room | SMITH & NEPHEW INC | COBLATOR II | RF 8000E | ELECTROSURGICAL UNITS |  |  | C10K0000VR | 2016-06-13 | 2016-06-15 | 2013-08-15 | USD |  | Active | UNM - Sandoval Regional Medical Center
CAP9392 | 1263054 | 34015 | Sleep Disorders Center | LOUROE ELECTRONICS | AP-1TB | LE-100 | SPEECH AMPLIFIERS | 403072 |  | 46002419 | 2016-08-15 | 2017-08-15 | 2013-08-14 | USD |  | Active | UNM - Sandoval Regional Medical Center
SRMC 000005 | 1263050 | 34015 | Sleep Disorders Center | NIHON KOHDEN (AMERICA) INC | PSG-1100 | PSG-1100 | ELECTROENCEPHALOGRAPHS | 403072 |  | NK-SLEEP01826 | 2016-08-15 | 2017-08-15 | 2013-08-14 | USD |  | Active | UNM - Sandoval Regional Medical Center
SRMC 000006 | 1263051 | 34015 | Sleep Disorders Center | NIHON KOHDEN (AMERICA) INC | PSG-1100 | PSG-1100 | ELECTROENCEPHALOGRAPHS | 403072 |  | NK-SLEEP01827 | 2016-08-15 | 2017-08-15 | 2013-08-14 | USD |  | Active | UNM - Sandoval Regional Medical Center
SRMC 000008 | 1263053 | 34015 | Sleep Disorders Center | NIHON KOHDEN (AMERICA) INC | PSG-1100 | PSG-1100 | ELECTROENCEPHALOGRAPHS | 403072 |  | NK-SLEEP01829 | 2016-08-15 | 2017-08-15 | 2013-08-14 | USD |  | Active | UNM - Sandoval Regional Medical Center
SRMC 000007 | 1263052 | 34015 | Sleep Disorders Center | NIHON KOHDEN (AMERICA) INC | PSG-1100 | PSG-1100 | ELECTROENCEPHALOGRAPHS | 403072 |  | NK-SLEEP01828 | 2016-08-15 | 2017-08-15 | 2013-08-14 | USD |  | Active | UNM - Sandoval Regional Medical Center
CAP9393 | 1263055 | 34015 | Sleep Disorders Center | LOUROE ELECTRONICS | AP-1TB | LE-100 | SPEECH AMPLIFIERS | 403072 |  | 46002417 | 2016-08-15 | 2017-08-15 | 2013-08-14 | USD |  | Active | UNM - Sandoval Regional Medical Center
CAP9395 | 1263057 | 34015 | Sleep Disorders Center | LOUROE ELECTRONICS | AP-1TB | LE-100 | SPEECH AMPLIFIERS | 403072 |  | 46002421 | 2016-08-15 | 2017-08-15 | 2013-08-14 | USD |  | Active | UNM - Sandoval Regional Medical Center
CAP9394 | 1263056 | 34015 | Sleep Disorders Center | LOUROE ELECTRONICS | AP-1TB | LE-100 | SPEECH AMPLIFIERS | 403072 |  | 46002422 | 2016-08-15 | 2017-08-15 | 2013-08-14 | USD |  | Active | UNM - Sandoval Regional Medical Center
CAP9401 | 1263058 | 34015 | Sleep Disorders Center | SONY CORP OF AMERICA | IPELA | IPELA | CAMERAS/ VIDEO | 403072 |  | 3002198 | 2013-08-14 | 2013-08-15 | 2013-08-14 | USD |  | Active | UNM - Sandoval Regional Medical Center
CAP9419 | 1263061 | 34015 | Sleep Disorders Center | SONY CORP OF AMERICA | IPELA | IPELA | CAMERAS/ VIDEO | 403072 |  | 3002438 | 2013-08-14 | 2013-08-15 | 2013-08-14 | USD |  | Active | UNM - Sandoval Regional Medical Center
CAP9407 | 1263059 | 34015 | Sleep Disorders Center | SONY CORP OF AMERICA | IPELA | IPELA | CAMERAS/ VIDEO | 403072 |  | 3002192 | 2013-08-14 | 2013-08-15 | 2013-08-14 | USD |  | Active | UNM - Sandoval Regional Medical Center
CAP9413 | 1263060 | 34015 | Sleep Disorders Center | SONY CORP OF AMERICA | IPELA | IPELA | CAMERAS/ VIDEO | 403072 |  | 3002164 | 2013-08-14 | 2013-08-15 | 2013-08-14 | USD |  | Active | UNM - Sandoval Regional Medical Center
NER | ZZSRMC ED | 21015 | Emergency Department | NOT ASSIGNED | NO MODEL NAME | NO MODEL NUMBER | DEPARTMENT |  |  | None | 2016-12-29 | 2018-01-15 | 2013-08-13 | USD |  | Active | UNM - Sandoval Regional Medical Center
CAP9379 | 1263062 | 34225 | ENT Specialty Clinic | ACOUSTIC SYSTEMS INC | RE- 142 | RE- 142 | AUDIOMETRIC BOOTHS | 403105 |  | 4612 | 2017-07-20 | 2018-08-15 | 2013-08-13 | USD | 14685 | Active | UNM - Sandoval Regional Medical Center
CAP9380 | 1263063 | 34225 | ENT Specialty Clinic | INTERACOUSTICS-USA | TITAN | TITAN | AUDIOMETERS | 403105 |  | 0906878 | 2017-07-19 | 2018-08-15 | 2013-08-13 | USD | 23620 | Active | UNM - Sandoval Regional Medical Center
CAP9381 | 1263064 | 34225 | ENT Specialty Clinic | INTERACOUSTICS-USA | EQUINOX | EQUINOX | AUDIOMETERS | 403105 |  | 0903058 | 2017-07-19 | 2018-08-15 | 2013-08-13 | USD | 9024 | Active | UNM - Sandoval Regional Medical Center
NER | ZZSRMC Dietary | 84000 | Food and Nutrition | NOT ASSIGNED | NO MODEL NAME | NO MODEL NUMBER | DEPARTMENT |  |  | None | 2016-10-19 | 2017-11-15 | 2013-08-12 | USD |  | Active | UNM - Sandoval Regional Medical Center
CAP9410 | 1263042 | 34015 | Sleep Disorders Center | PRO-TECH SERVICES INC | PTAF2 | PTAF2 | POLYSOMNOGRAPHS | 403072 |  | 6086807 | 2013-08-08 | 2013-08-15 | 2013-08-08 | USD |  | Active | UNM - Sandoval Regional Medical Center
| 1263044 | 34015 | Sleep Disorders Center | PRO-TECH SERVICES INC | PTAF2 | PTAF2 | POLYSOMNOGRAPHS | 403072 |  | 6086815 | 2013-08-08 | 2013-08-15 | 2013-08-08 | USD |  | Active | UNM - Sandoval Regional Medical Center
CAP9405 | 1263045 | 34015 | Sleep Disorders Center | PRO-TECH SERVICES INC | PTAF2 | PTAF2 | POLYSOMNOGRAPHS | 403072 |  | 6156703 | 2013-08-08 | 2013-08-15 | 2013-08-08 | USD |  | Active | UNM - Sandoval Regional Medical Center
CAP9396 | 1263030 | 34015 | Sleep Disorders Center | NIHON KOHDEN (AMERICA) INC | MU-110A | MU-110A | MICROELECTRODE AMPLIFIERS | 403072 |  | 00027 | 2013-08-07 | 2013-08-15 | 2013-08-07 | USD |  | Active | UNM - Sandoval Regional Medical Center
CAP9406 | 1263031 | 34015 | Sleep Disorders Center | NIHON KOHDEN (AMERICA) INC | JB-110A | JB-110A | MODULES/ ELECTROENCEPHALOGRAPHY | 403072 |  | 00120 | 2016-08-11 | 2017-08-15 | 2013-08-07 | USD |  | Active | UNM - Sandoval Regional Medical Center
CAP9400 | 1263034 | 34015 | Sleep Disorders Center | NIHON KOHDEN (AMERICA) INC | JB-110A | JB-110A | MODULES/ ELECTROENCEPHALOGRAPHY | 403072 |  | 00121 | 2016-08-11 | 2017-08-15 | 2013-08-07 | USD |  | Active | UNM - Sandoval Regional Medical Center
CAP9412 | 1263040 | 34015 | Sleep Disorders Center | NIHON KOHDEN (AMERICA) INC | JB-110A | JB-110A | MODULES/ ELECTROENCEPHALOGRAPHY | 403072 |  | 00118 | 2016-08-11 | 2017-08-15 | 2013-08-07 | USD |  | Active | UNM - Sandoval Regional Medical Center
CAP9417 | 1263032 | 34015 | Sleep Disorders Center | PRO-TECH SERVICES INC | ZRIP | P1753 | SENSORS | 403072 |  | PZM003957 | 2013-08-07 | 2013-08-15 | 2013-08-07 | USD |  | Active | UNM - Sandoval Regional Medical Center
CAP9403 | 1263035 | 34015 | Sleep Disorders Center | PRO-TECH SERVICES INC | ZRIP | P1753 | SENSORS | 403072 |  | PZM003960 | 2013-08-07 | 2013-08-15 | 2013-08-07 | USD |  | Active | UNM - Sandoval Regional Medical Center
CAP9409 | 1263038 | 34015 | Sleep Disorders Center | PRO-TECH SERVICES INC | ZRIP | P1753 | SENSORS | 403072 |  | PZM003954 | 2013-08-07 | 2013-08-15 | 2013-08-07 | USD |  | Active | UNM - Sandoval Regional Medical Center
CAP9399 | 1263041 | 34015 | Sleep Disorders Center | PRO-TECH SERVICES INC | ZRIP | P1753 | SENSORS | 403072 |  | PZM003962 | 2013-08-07 | 2013-08-15 | 2013-08-07 | USD |  | Active | UNM - Sandoval Regional Medical Center
CAP9402 | 1263033 | 34015 | Sleep Disorders Center | NIHON KOHDEN (AMERICA) INC | MU-110A | MU-110A | MICROELECTRODE AMPLIFIERS | 403072 |  | 00029 | 2013-08-07 | 2013-08-15 | 2013-08-07 | USD |  | Active | UNM - Sandoval Regional Medical Center
CAP9408 | 1263036 | 34015 | Sleep Disorders Center | NIHON KOHDEN (AMERICA) INC | MU-110A | MU-110A | MICROELECTRODE AMPLIFIERS | 403072 |  | 00026 | 2013-08-07 | 2013-08-15 | 2013-08-07 | USD |  | Active | UNM - Sandoval Regional Medical Center
CAP9414 | 1263039 | 34015 | Sleep Disorders Center | NIHON KOHDEN (AMERICA) INC | MU-110A | MU-110A | MICROELECTRODE AMPLIFIERS | 403072 |  | 00028 | 2013-08-07 | 2013-08-15 | 2013-08-07 | USD |  | Active | UNM - Sandoval Regional Medical Center
SRMC 000745 | 1263025 | 15000 | Operating Room | STRYKER CORP | L9000 | 0220.210.000 | LIGHT SOURCES | 403473 |  | 13G023404 | 2017-02-07 | 2018-02-15 | 2013-08-06 | USD |  | Active | UNM - Sandoval Regional Medical Center
SRMC 001087 | 1263026 | 15000 | Operating Room | STRYKER CORP | WISE | WISE | VIDEO IMAGE PROCESSORS | 403473 |  | 13G02274 | 2015-02-02 | 2015-02-15 | 2013-08-06 | USD |  | Active | UNM - Sandoval Regional Medical Center
SMRC 000761 | 1263027 | 15000 | Operating Room | STRYKER CORP | PNEUMO SURE XL | 0620.040.610 | INSUFFLATORS | 403473 |  | 1306CE078 | 2017-02-06 | 2018-02-15 | 2013-08-06 | USD |  | Reactivated | UNM - Sandoval Regional Medical Center
SRMC 000753 | 1263028 | 15000 | Operating Room | STRYKER CORP | PNEUMO SURE XL | 0620.040.610 | INSUFFLATORS | 403473 |  | 1306CE077 | 2017-02-06 | 2018-02-15 | 2013-08-06 | USD |  | Active | UNM - Sandoval Regional Medical Center
SRMC 001089 | 1263029 | 15000 | Operating Room | STRYKER CORP | 240-099-020 | 240-099-020 | CARTS | 403473 |  | 130205AG-005 | 2013-08-06 | 2013-08-15 | 2013-08-06 | USD |  | Active | UNM - Sandoval Regional Medical Center
Consignment | 1262054 | 15055 | Anesthesia | DRAEGER MEDICAL INC | VAPOR 2000 ISOFLURANE | VAPOR 2000 | ANESTHESIA UNIT VAPORIZERS |  |  | ASCJ-0651 | 2017-06-29 | 2018-06-15 | 2013-08-05 | USD |  | Active | UNM - Sandoval Regional Medical Center
Consignment | 1262222 | 15055 | Anesthesia | DRAEGER MEDICAL INC | VAPOR 2000 ISOFLURANE | VAPOR 2000 | ANESTHESIA UNIT VAPORIZERS |  |  | ASCJ-0605 | 2017-06-29 | 2018-06-15 | 2013-08-05 | USD |  | Active | UNM - Sandoval Regional Medical Center
Consignment | 1263022 | 15055 | Anesthesia | DRAEGER MEDICAL INC | D-VAPOR AUTOEXCLUSION | D-VAPOR AUTOEXCLUSION | ANESTHESIA UNIT VAPORIZERS |  |  | ASDB-0285 | 2017-06-29 | 2018-06-15 | 2013-08-05 | USD |  | Active | UNM - Sandoval Regional Medical Center
Consignment | 1263021 | 15055 | Anesthesia | DRAEGER MEDICAL INC | D-VAPOR AUTOEXCLUSION | D-VAPOR AUTOEXCLUSION | ANESTHESIA UNIT VAPORIZERS |  |  | ASDB-0266 | 2017-06-29 | 2018-06-15 | 2013-08-05 | USD |  | Active | UNM - Sandoval Regional Medical Center
SRMC 001085 | 1263023 | 15000 | Operating Room | STRYKER CORP | WISE 26" HDTV | 0240030970 | MONITORS/ VIDEO | 403473 |  | VHW263B0123 | 2013-08-05 | 2013-08-15 | 2013-08-05 | USD |  | Active | UNM - Sandoval Regional Medical Center
SRMC 001086 | 1263024 | 15000 | Operating Room | STRYKER CORP | WISE 26" HDTV | 0240030970 | MONITORS/ VIDEO | 403473 |  | VHW263B0114 | 2013-08-05 | 2013-08-15 | 2013-08-05 | USD |  | Active | UNM - Sandoval Regional Medical Center
CAP9667 | 1263012 | 15000 | Operating Room | STRYKER CORP | 1288 HD | 1288 HD | VIDEO IMAGE PROCESSORS/ ENDOSCOPIC | 403473 |  | 13G018704 | 2015-06-25 | 2013-08-15 | 2013-08-02 | USD |  | Active | UNM - Sandoval Regional Medical Center
CAP9614 | 1263016 | 95700 | Clinical Engineering | SMITHS MEDICAL | DSTA-40 | DSTA-40 | THERMOMETERS/ ELECTRONIC | SRMC |  | 20040020 | 2017-03-24 | 2018-03-15 | 2013-07-29 | USD | 857.42 | Active | UNM - Sandoval Regional Medical Center
CAP9280 | 1263017 | 71510 | Pulmonary Services | PRECISION MEDICAL INC | PM5300 | PM5300 | OXYGEN-AIR PROPORTIONERS |  |  | BL013386 | 2017-04-21 | 2018-04-15 | 2013-07-29 | USD |  | Reactivated | UNM - Sandoval Regional Medical Center
CAP9281 | 1263018 | 71510 | Pulmonary Services | PRECISION MEDICAL INC | PM5300 | PM5300 | OXYGEN-AIR PROPORTIONERS |  |  | BL013385 | 2017-04-21 | 2018-04-15 | 2013-07-29 | USD |  | Reactivated | UNM - Sandoval Regional Medical Center
SRMC 000264 | 1230761 | 34015 | Sleep Disorders Center | SENTEC | SDM | SDM | MONITORS/BEDSIDE/RESPIRATION/CARBON DIOXIDE/OXYGEN | 403073 |  | 303723 | 2016-08-12 | 2017-08-15 | 2013-07-24 | USD | 14590 | Active | UNM - Sandoval Regional Medical Center
SRMC 000263 | 1230760 | 34015 | Sleep Disorders Center | SENTEC | SDM | SDM | MONITORS/BEDSIDE/RESPIRATION/CARBON DIOXIDE/OXYGEN | 403073 |  | 303722 | 2016-08-12 | 2017-08-15 | 2013-07-24 | USD | 14590 | Active | UNM - Sandoval Regional Medical Center
NA | 1263014 | 95700 | Clinical Engineering | SMITHS MEDICAL MD INC | HOTLINE® 3 Temperature Check | HLTA-390 | TESTERS | PHILIPS |  | S114A00042 | 2017-03-24 | 2018-03-15 | 2013-07-22 | USD |  | Active | UNM - Sandoval Regional Medical Center
SRMC 000662 | 1263015 | 15000 | Operating Room | NEOPROBE CORP | GDS | GDS | PROBES/ GAMMA RADIATION DETECTION/ ABDOMINAL | 403284-CAP |  | 125166907 | 2016-01-29 | 2016-02-15 | 2013-07-22 | USD | 29892.1 | Active | UNM - Sandoval Regional Medical Center
SRMC 000658 | 1263005 | 15055 | Anesthesia | LEXION MEDICAL | INSUFLOW | 6198-SC | HUMIDIFIERS/ HEATED |  |  | HW13936-A | 2017-02-06 | 2018-02-15 | 2013-07-21 | USD |  | Active | UNM - Sandoval Regional Medical Center
CAP9478 | 1263006 | 15000 | Operating Room | OLYMPUS AMERICA INC | MU-1 | MU-1 | TESTERS/ PNEUMATIC |  |  | 7249774 | 2016-10-02 | 2017-10-15 | 2013-07-21 | USD |  | Active | UNM - Sandoval Regional Medical Center
CAP9307 | 1262678 | 34025 | Cardiology Clinic | GE HEALTHCARE | T-2100 | T-2100 | TREADMILLS |  |  | SJV12240075SA | 2017-04-25 | 2018-04-15 | 2013-07-21 | USD |  | Active | UNM - Sandoval Regional Medical Center
CAP9308 | 1263010 | 34025 | Cardiology Clinic | BRISTOL-MYERS SQUIBB MEDICAL IMAGING DIV | VIALMIX | VIALMIX | SHAKERS |  |  | 45211891 | 2017-04-25 | 2018-04-15 | 2013-07-21 | USD |  | Active | UNM - Sandoval Regional Medical Center
CAP7191 | 1230754 | 12220 | Med/Surg Subacute | STRYKER CORP | 5050 | 5050 | CHAIRS/ PATIENT TRANSFER | 20120029 |  | 1304044373 | 2013-07-20 | 2013-07-15 | 2013-07-20 | USD | 4904.12 | Active | UNM - Sandoval Regional Medical Center
SMRC 000727 | 1263004 | 15000 | Operating Room | OR SOLUTIONS INC | ORS-2066R | ORS-2066R | SURGICAL SLUSH UNITS |  |  | 54145 | 2017-02-06 | 2018-02-15 | 2013-07-19 | USD |  | Active | UNM - Sandoval Regional Medical Center
SRMC 000815 | 1263489-Retired | 15000 | Operating Room | OR SOLUTIONS INC | ORS-2057D-F | ORS-2057D-F | WARMING UNITS/ MULTIPURPOSE |  |  | 54390 | 2017-01-24 | 2018-02-15 | 2013-07-15 | USD |  | Active | UNM - Sandoval Regional Medical Center
SRMC 000816 | 1263490-Retired | 15000 | Operating Room | OR SOLUTIONS INC | ORS-2057D-F | ORS-2057D-F | WARMING UNITS/ MULTIPURPOSE |  |  | 54395 | 2017-01-24 | 2018-02-15 | 2013-07-15 | USD |  | Active | UNM - Sandoval Regional Medical Center
SMRC 000704 | 1263491 | 15000 | Operating Room | OR SOLUTIONS INC | ORS-2066R | ORS-2066R | SURGICAL SLUSH UNITS |  |  | 49687 | 2017-02-06 | 2018-02-15 | 2013-07-12 | USD |  | Active | UNM - Sandoval Regional Medical Center
Leased | 1263492 | 12120 | Medical/Cardiac ICU | BAXTER HEALTHCARE CORP | HOME CHOICE PRO APD | HOME CHOICE PRO APD | PERITONEAL DIALYSIS UNITS |  |  | 633340 | 2013-07-11 | 2013-07-15 | 2013-07-11 | USD |  | Active | UNM - Sandoval Regional Medical Center
| 1263494 | 15055 | Anesthesia | PHILIPS HEALTHCARE | M1116B | M1116B | MODULES/ RECORDERS | 402528 |  | 4227A87758 | 2013-07-09 | 2013-07-15 | 2013-07-09 | USD |  | Active | UNM - Sandoval Regional Medical Center
| 1263495 | 15055 | Anesthesia | PHILIPS HEALTHCARE | M1116B | M1116B | MODULES/ RECORDERS | 402528 |  | 4227A87756 | 2013-07-10 | 2013-07-15 | 2013-07-09 | USD |  | Active | UNM - Sandoval Regional Medical Center
| 1263497 | 15055 | Anesthesia | PHILIPS HEALTHCARE | M1116B | M1116B | MODULES/ RECORDERS | 402528 |  | 4227A87755 | 2013-07-10 | 2013-07-15 | 2013-07-09 | USD |  | Active | UNM - Sandoval Regional Medical Center
| 1263498 | 15055 | Anesthesia | PHILIPS HEALTHCARE | M1116B | M1116B | MODULES/ RECORDERS | 402528 |  | 4227A87754 | 2013-07-10 | 2013-07-15 | 2013-07-09 | USD |  | Active | UNM - Sandoval Regional Medical Center
| 1263499 | 15055 | Anesthesia | PHILIPS HEALTHCARE | M1116B | M1116B | MODULES/ RECORDERS | 402528 |  | 4227A87760 | 2013-07-10 | 2013-07-15 | 2013-07-09 | USD |  | Active | UNM - Sandoval Regional Medical Center
| 1263496 | 15055 | Anesthesia | PHILIPS HEALTHCARE | M1116B | M1116B | MODULES/ RECORDERS | 402528 |  | 4227A87752 | 2013-07-11 | 2013-07-15 | 2013-07-09 | USD |  | Active | UNM - Sandoval Regional Medical Center
CAP9659 | 1263484 | 15055 | Anesthesia | PHILIPS HEALTHCARE | M1116B | M1116B | MODULES/ RECORDERS | 402528 |  | 4227A87752 | 2013-07-11 | 2013-07-15 | 2013-07-09 | USD |  | Active | UNM - Sandoval Regional Medical Center
CAP9660 | 1263485 | 15055 | Anesthesia | PHILIPS HEALTHCARE | M1116B | M1116B | MODULES/ RECORDERS | 402528 |  | 4227A87757 | 2013-07-11 | 2013-07-15 | 2013-07-09 | USD |  | Active | UNM - Sandoval Regional Medical Center
CAP9661 | 1263486 | 15055 | Anesthesia | PHILIPS HEALTHCARE | M1116B | M1116B | MODULES/ RECORDERS | 402528 |  | 4227A87759 | 2013-07-11 | 2013-07-15 | 2013-07-09 | USD |  | Active | UNM - Sandoval Regional Medical Center
CAP9662 | 1263487 | 15055 | Anesthesia | PHILIPS HEALTHCARE | M1116B | M1116B | MODULES/ RECORDERS | 402528 |  | 4227A87751 | 2013-07-11 | 2013-07-15 | 2013-07-09 | USD |  | Active | UNM - Sandoval Regional Medical Center
NER | ZZSRMC Sleep Center | 34015 | Sleep Disorders Center | NOT ASSIGNED | NO MODEL NAME | NO MODEL NUMBER | DEPARTMENT |  |  | None | 2016-08-11 | 2017-08-15 | 2013-07-05 | USD |  | Active | UNM - Sandoval Regional Medical Center
NER | ZZSRMC Surgery Clinics | 34520 | Ortho/Surgery Clinic | NOT ASSIGNED | NO MODEL NAME | NO MODEL NUMBER | DEPARTMENT |  |  | None | 2016-08-26 | 2017-09-15 | 2013-07-02 | USD |  | Active | UNM - Sandoval Regional Medical Center
NER | ZZSRMC Oper Rm | 15000 | Operating Room | NOT ASSIGNED | NO MODEL NAME | NO MODEL NUMBER | DEPARTMENT |  |  | none | 2017-06-05 | 2018-06-15 | 2013-07-01 | USD |  | Active | UNM - Sandoval Regional Medical Center
NER | ZZSRMC MCICU | 12120 | Medical/Cardiac ICU | NOT ASSIGNED | NO MODEL NAME | NO MODEL NUMBER | DEPARTMENT |  |  | none | 2017-04-24 | 2018-05-15 | 2013-07-01 | USD |  | Active | UNM - Sandoval Regional Medical Center
NER | ZZSRMC Med/Surg SAC | 12220 | Med/Surg Subacute | NOT ASSIGNED | NO MODEL NAME | NO MODEL NUMBER | DEPARTMENT |  |  | none | 2017-02-24 | 2018-03-15 | 2013-07-01 | USD |  | Active | UNM - Sandoval Regional Medical Center
NER | ZZSRMC Scopes | 15000 | Operating Room | NOT ASSIGNED | NO MODEL NAME | NO MODEL NUMBER | DEPARTMENT |  |  | none | 2016-09-22 | 2017-10-15 | 2013-07-01 | USD |  | Active | UNM - Sandoval Regional Medical Center
NER | ZZSRMC SPD | 15000 | Operating Room | NOT ASSIGNED | NO MODEL NAME | NO MODEL NUMBER | DEPARTMENT |  |  | none | 2017-06-05 | 2018-06-15 | 2013-07-01 | USD |  | Active | UNM - Sandoval Regional Medical Center
NER | ZZSRMC Anes | 15055 | Anesthesia | NOT ASSIGNED | NO MODEL NAME | NO MODEL NUMBER | DEPARTMENT |  |  | none | 2017-06-05 | 2018-06-15 | 2013-07-01 | USD |  | Active | UNM - Sandoval Regional Medical Center
NER | ZZSRMC Instruments | 15000 | Operating Room | NOT ASSIGNED | NO MODEL NAME | NO MODEL NUMBER | DEPARTMENT |  |  | none | 2017-06-05 | 2018-06-15 | 2013-07-01 | USD |  | Active | UNM - Sandoval Regional Medical Center
SRMC 001441 | 1263105 | 15000 | Operating Room | OLYMPUS MEDICAL SYSTEMS CORP | ESG-400 | ESG-400 | ELECTROSURGICAL UNITS |  |  | 12199W130003 | 2017-06-13 | 2017-12-15 | 2013-06-03 | USD |  | Active | UNM - Sandoval Regional Medical Center
SRMC 001442 | 1263106 | 15000 | Operating Room | OLYMPUS CORP MEDICAL INSTRUMENT DIV | USG-400 | USG-400 | LITHOTRIPTERS/ INTRACORPOREAL/ IMPACT/ ULTRASONIC |  |  | 9201196 | 2017-06-13 | 2017-12-15 | 2013-06-03 | USD |  | Active | UNM - Sandoval Regional Medical Center
Leased | 1230750 | 12120 | Medical/Cardiac ICU | IN-LINE DIAGNOSTICS CORP | CRIT-LINE III | CRIT-LINE III | MONITORS/ BEDSIDE/ BLOOD GAS |  |  | 196NBM412895 | 2017-07-10 | 2018-07-15 | 2013-04-17 | USD |  | Reactivated | UNM - Sandoval Regional Medical Center
Leased | 1230749 | 12120 | Medical/Cardiac ICU | FRESENIUS MEDICAL CARE NORTH AMERICA | 2008K2 | 2008K2 | HEMODIALYSIS UNITS |  |  | 2K0S181422 | 2017-02-27 | 2017-09-15 | 2013-04-11 | USD |  | Reactivated | UNM - Sandoval Regional Medical Center
Leased | 1230748 | 12120 | Medical/Cardiac ICU | BETTER WATER INC | PBRO | PBRO | WATER PURIFICATION SYSTEMS/ REVERSE OSMOSIS |  |  | PB1302037 | 2017-04-04 | 2018-04-15 | 2013-04-11 | USD |  | Active | UNM - Sandoval Regional Medical Center
SMRC 000765 | 1262734 | 15000 | Operating Room | BIOMEDICAL ENTERPRISES INC | OSSFORCE2 | OF-100-10 | CONTROLLERS/ COMPRESSION |  |  | 8381 | 2017-02-19 | 2018-02-15 | 2013-03-26 | USD |  | Active | UNM - Sandoval Regional Medical Center
Leased | 1230731 | 2105 | TriCore (Ref lab) | ROCHE | ACCU-CHEK INFORM II | 04882458001 | ANALYZERS/ POINT-OF-CARE/ WHOLE BLOOD/ GLUCOSE |  | REPLACN62760 | UU13029784 | 2017-02-24 | 2018-03-15 | 2013-03-25 | USD | 0.01 | Active | UNM - Sandoval Regional Medical Center
Leased | 1230734 | 2105 | TriCore (Ref lab) | ROCHE | ACCU-CHEK INFORM II | 04882458001 | ANALYZERS/ POINT-OF-CARE/ WHOLE BLOOD/ GLUCOSE |  | REPLACN62760 | UU13029723 | 2017-02-24 | 2018-03-15 | 2013-03-25 | USD | 0.01 | Active | UNM - Sandoval Regional Medical Center
Leased | 1230720 | 2105 | TriCore (Ref lab) | ROCHE | ACCU-CHEK INFORM II | 04882458001 | ANALYZERS/ POINT-OF-CARE/ WHOLE BLOOD/ GLUCOSE |  | REPLACN62760 | UU13029783 | 2017-02-24 | 2018-03-15 | 2013-03-25 | USD | 0.01 | Active | UNM - Sandoval Regional Medical Center
Leased | 1230721 | 2105 | TriCore (Ref lab) | ROCHE | ACCU-CHEK INFORM II | 04882458001 | ANALYZERS/ POINT-OF-CARE/ WHOLE BLOOD/ GLUCOSE |  | REPLACN62760 | UU13029789 | 2017-02-24 | 2018-03-15 | 2013-03-25 | USD | 0.01 | Active | UNM - Sandoval Regional Medical Center
Leased | 1230722 | 2105 | TriCore (Ref lab) | ROCHE | ACCU-CHEK INFORM II | 04882458001 | ANALYZERS/ POINT-OF-CARE/ WHOLE BLOOD/ GLUCOSE |  | REPLACN62760 | UU13029818 | 2017-02-24 | 2018-03-15 | 2013-03-25 | USD | 0.01 | Active | UNM - Sandoval Regional Medical Center
Leased | 1230723 | 2105 | TriCore (Ref lab) | ROCHE | ACCU-CHEK INFORM II | 04882458001 | ANALYZERS/ POINT-OF-CARE/ WHOLE BLOOD/ GLUCOSE |  | REPLACN62760 | UU13029823 | 2017-02-24 | 2018-03-15 | 2013-03-25 | USD | 0.01 | Active | UNM - Sandoval Regional Medical Center
Leased | 1230724 | 2105 | TriCore (Ref lab) | ROCHE | ACCU-CHEK INFORM II | 04882458001 | ANALYZERS/ POINT-OF-CARE/ WHOLE BLOOD/ GLUCOSE |  | REPLACN62760 | UU13029824 | 2017-02-24 | 2018-03-15 | 2013-03-25 | USD | 0.01 | Active | UNM - Sandoval Regional Medical Center
Leased | 1230725 | 2105 | TriCore (Ref lab) | ROCHE | ACCU-CHEK INFORM II | 04882458001 | ANALYZERS/ POINT-OF-CARE/ WHOLE BLOOD/ GLUCOSE |  | REPLACN62760 | UU13029725 | 2017-02-24 | 2018-03-15 | 2013-03-25 | USD | 0.01 | Active | UNM - Sandoval Regional Medical Center
Leased | 1230726 | 2105 | TriCore (Ref lab) | ROCHE | ACCU-CHEK INFORM II | 04882458001 | ANALYZERS/ POINT-OF-CARE/ WHOLE BLOOD/ GLUCOSE |  | REPLACN62760 | UU13029821 | 2017-02-24 | 2018-03-15 | 2013-03-25 | USD | 0.01 | Active | UNM - Sandoval Regional Medical Center
Leased | 1230727 | 2105 | TriCore (Ref lab) | ROCHE | ACCU-CHEK INFORM II | 04882458001 | ANALYZERS/ POINT-OF-CARE/ WHOLE BLOOD/ GLUCOSE |  | REPLACN62760 | UU13029787 | 2017-02-24 | 2018-03-15 | 2013-03-25 | USD | 0.01 | Active | UNM - Sandoval Regional Medical Center
Leased | 1230728 | 2105 | TriCore (Ref lab) | ROCHE | ACCU-CHEK INFORM II | 04882458001 | ANALYZERS/ POINT-OF-CARE/ WHOLE BLOOD/ GLUCOSE |  | REPLACN62760 | UU13029781 | 2017-02-24 | 2018-03-15 | 2013-03-25 | USD | 0.01 | Active | UNM - Sandoval Regional Medical Center
Leased | 1230729 | 2105 | TriCore (Ref lab) | ROCHE | ACCU-CHEK INFORM II | 04882458001 | ANALYZERS/ POINT-OF-CARE/ WHOLE BLOOD/ GLUCOSE |  | REPLACN62760 | UU13029436 | 2017-02-24 | 2018-03-15 | 2013-03-25 | USD | 0.01 | Active | UNM - Sandoval Regional Medical Center
Leased | 1230730 | 2105 | TriCore (Ref lab) | ROCHE | ACCU-CHEK INFORM II | 04882458001 | ANALYZERS/ POINT-OF-CARE/ WHOLE BLOOD/ GLUCOSE |  | REPLACN62760 | UU13029806 | 2017-02-24 | 2018-03-15 | 2013-03-25 | USD | 0.01 | Active | UNM - Sandoval Regional Medical Center
Leased | 1230733 | 2105 | TriCore (Ref lab) | ROCHE | ACCU-CHEK INFORM II | 04882458001 | ANALYZERS/ POINT-OF-CARE/ WHOLE BLOOD/ GLUCOSE |  | REPLACN62760 | UU13029816 | 2017-02-24 | 2018-03-15 | 2013-03-25 | USD | 0.01 | Active | UNM - Sandoval Regional Medical Center
Leased | 1230736 | 2105 | TriCore (Ref lab) | ROCHE | ACCU-CHEK INFORM II | 04882458001 | ANALYZERS/ POINT-OF-CARE/ WHOLE BLOOD/ GLUCOSE |  | REPLACN62760 | UU13029730 | 2017-02-24 | 2018-03-15 | 2013-03-25 | USD | 0.01 | Active | UNM - Sandoval Regional Medical Center
Leased | 1230738 | 2105 | TriCore (Ref lab) | ROCHE | ACCU-CHEK INFORM II | 04882458001 | ANALYZERS/ POINT-OF-CARE/ WHOLE BLOOD/ GLUCOSE |  | REPLACN62760 | UU13029799 | 2017-02-24 | 2018-03-15 | 2013-03-25 | USD | 0.01 | Active | UNM - Sandoval Regional Medical Center
Leased | 1230739 | 2105 | TriCore (Ref lab) | ROCHE | ACCU-CHEK INFORM II | 04882458001 | ANALYZERS/ POINT-OF-CARE/ WHOLE BLOOD/ GLUCOSE |  | REPLACN62760 | UU13029810 | 2017-02-24 | 2018-03-15 | 2013-03-25 | USD | 0.01 | Active | UNM - Sandoval Regional Medical Center
Leased | 1230744 | 2105 | TriCore (Ref lab) | ROCHE | ACCU-CHEK INFORM II | 04882458001 | ANALYZERS/ POINT-OF-CARE/ WHOLE BLOOD/ GLUCOSE |  | REPLACN62760 | UU13029705 | 2017-02-24 | 2018-03-15 | 2013-03-25 | USD | 0.01 | Active | UNM - Sandoval Regional Medical Center
Leased | 1230741 | 2105 | TriCore (Ref lab) | ROCHE | ACCU-CHEK INFORM II | 04882458001 | ANALYZERS/ POINT-OF-CARE/ WHOLE BLOOD/ GLUCOSE |  | REPLACN62760 | UU13029849 | 2017-02-24 | 2018-03-15 | 2013-03-25 | USD | 0.01 | Active | UNM - Sandoval Regional Medical Center
Leased | 1230687 | 2105 | TriCore (Ref lab) | ROCHE DIAGNOSTIC SYSTEMS INC | ACCU-CHEK INFORM | 2001201 | MONITORS/ PERSONAL/ GLUCOSE |  | REPLACN62760 | 00-18-78-01-19-62 | 2013-03-25 | 2013-03-15 | 2013-03-25 | USD | 0.01 | Active | UNM - Sandoval Regional Medical Center
Leased | 1230684 | 2105 | TriCore (Ref lab) | ROCHE DIAGNOSTIC SYSTEMS INC | ACCU-CHEK INFORM | 2001201 | MONITORS/ PERSONAL/ GLUCOSE |  | REPLACN62760 | 00-18-78-01-19-93 | 2013-03-25 | 2013-03-15 | 2013-03-25 | USD | 0.01 | Active | UNM - Sandoval Regional Medical Center
Leased | 1230702 | 2105 | TriCore (Ref lab) | ROCHE DIAGNOSTIC SYSTEMS INC | ACCU-CHEK INFORM | 2001201 | MONITORS/ PERSONAL/ GLUCOSE |  | REPLACN62760 | 00-18-78-01-18-7A | 2013-03-25 | 2013-03-15 | 2013-03-25 | USD | 0.01 | Active | UNM - Sandoval Regional Medical Center
Leased | 1230685 | 2105 | TriCore (Ref lab) | ROCHE DIAGNOSTIC SYSTEMS INC | ACCU-CHEK INFORM | 2001201 | MONITORS/ PERSONAL/ GLUCOSE |  | REPLACN62760 | 00-18-78-01-1A-43 | 2013-03-25 | 2013-03-15 | 2013-03-25 | USD | 0.01 | Active | UNM - Sandoval Regional Medical Center
Leased | 1230686 | 2105 | TriCore (Ref lab) | ROCHE DIAGNOSTIC SYSTEMS INC | ACCU-CHEK INFORM | 2001201 | MONITORS/ PERSONAL/ GLUCOSE |  | REPLACN62760 | 00-18-78-01-13-F1 | 2013-03-25 | 2013-03-15 | 2013-03-25 | USD | 0.01 | Active | UNM - Sandoval Regional Medical Center
Leased | 1230688 | 2105 | TriCore (Ref lab) | ROCHE DIAGNOSTIC SYSTEMS INC | ACCU-CHEK INFORM | 2001201 | MONITORS/ PERSONAL/ GLUCOSE |  | REPLACN62760 | 00-18-78-01-19-E5 | 2013-03-25 | 2013-03-15 | 2013-03-25 | USD | 0.01 | Active | UNM - Sandoval Regional Medical Center
Leased | 1230689 | 2105 | TriCore (Ref lab) | ROCHE DIAGNOSTIC SYSTEMS INC | ACCU-CHEK INFORM | 2001201 | MONITORS/ PERSONAL/ GLUCOSE |  | REPLACN62760 | 00-18-78-01-19-A5 | 2013-03-25 | 2013-03-15 | 2013-03-25 | USD | 0.01 | Active | UNM - Sandoval Regional Medical Center
Leased | 1230690 | 2105 | TriCore (Ref lab) | ROCHE DIAGNOSTIC SYSTEMS INC | ACCU-CHEK INFORM | 2001201 | MONITORS/ PERSONAL/ GLUCOSE |  | REPLACN62760 | 00-18-78-01-1A-60 | 2013-03-25 | 2013-03-15 | 2013-03-25 | USD | 0.01 | Active | UNM - Sandoval Regional Medical Center
Leased | 1230691 | 2105 | TriCore (Ref lab) | ROCHE DIAGNOSTIC SYSTEMS INC | ACCU-CHEK INFORM | 2001201 | MONITORS/ PERSONAL/ GLUCOSE |  | REPLACN62760 | 00-18-78-01-19-B3 | 2013-03-25 | 2013-03-15 | 2013-03-25 | USD | 0.01 | Active | UNM - Sandoval Regional Medical Center
Leased | 1230693 | 2105 | TriCore (Ref lab) | ROCHE DIAGNOSTIC SYSTEMS INC | ACCU-CHEK INFORM | 2001201 | MONITORS/ PERSONAL/ GLUCOSE |  | REPLACN62760 | 00-18-78-01-18-52 | 2013-03-25 | 2013-03-15 | 2013-03-25 | USD | 0.01 | Active | UNM - Sandoval Regional Medical Center
Leased | 1230698 | 2105 | TriCore (Ref lab) | ROCHE DIAGNOSTIC SYSTEMS INC | ACCU-CHEK INFORM | 2001201 | MONITORS/ PERSONAL/ GLUCOSE |  | REPLACN62760 | 00-18-78-01-18-57 | 2013-03-25 | 2013-03-15 | 2013-03-25 | USD | 0.01 | Active | UNM - Sandoval Regional Medical Center
Leased | 1230700 | 2105 | TriCore (Ref lab) | ROCHE DIAGNOSTIC SYSTEMS INC | ACCU-CHEK INFORM | 2001201 | MONITORS/ PERSONAL/ GLUCOSE |  | REPLACN62760 | 00-18-78-01-19-AC | 2013-03-25 | 2013-03-15 | 2013-03-25 | USD | 0.01 | Active | UNM - Sandoval Regional Medical Center
Leased | 1230701 | 2105 | TriCore (Ref lab) | ROCHE DIAGNOSTIC SYSTEMS INC | ACCU-CHEK INFORM | 2001201 | MONITORS/ PERSONAL/ GLUCOSE |  | REPLACN62760 | 00-18-78-01-13-AF | 2013-03-25 | 2013-03-15 | 2013-03-25 | USD | 0.01 | Active | UNM - Sandoval Regional Medical Center
Leased | 1230703 | 2105 | TriCore (Ref lab) | ROCHE DIAGNOSTIC SYSTEMS INC | ACCU-CHEK INFORM | 2001201 | MONITORS/ PERSONAL/ GLUCOSE |  | REPLACN62760 | 00-18-78-01-19-EC | 2013-03-25 | 2013-03-15 | 2013-03-25 | USD | 0.01 | Active | UNM - Sandoval Regional Medical Center
Leased | 1230704 | 2105 | TriCore (Ref lab) | ROCHE DIAGNOSTIC SYSTEMS INC | ACCU-CHEK INFORM | 2001201 | MONITORS/ PERSONAL/ GLUCOSE |  | REPLACN62760 | 00-18-78-01-19-E1 | 2013-03-25 | 2013-03-15 | 2013-03-25 | USD | 0.01 | Active | UNM - Sandoval Regional Medical Center
Leased | 1230705 | 2105 | TriCore (Ref lab) | ROCHE DIAGNOSTIC SYSTEMS INC | ACCU-CHEK INFORM | 2001201 | MONITORS/ PERSONAL/ GLUCOSE |  | REPLACN62760 | 00-18-78-01-1A-5E | 2013-03-25 | 2013-03-15 | 2013-03-25 | USD | 0.01 | Active | UNM - Sandoval Regional Medical Center
Leased | 1230706 | 2105 | TriCore (Ref lab) | ROCHE DIAGNOSTIC SYSTEMS INC | ACCU-CHEK INFORM | 2001201 | MONITORS/ PERSONAL/ GLUCOSE |  | REPLACN62760 | 00-18-78-01-19-66 | 2013-03-25 | 2013-03-15 | 2013-03-25 | USD | 0.01 | Active | UNM - Sandoval Regional Medical Center
Leased | 1230707 | 2105 | TriCore (Ref lab) | ROCHE DIAGNOSTIC SYSTEMS INC | ACCU-CHEK INFORM | 2001201 | MONITORS/ PERSONAL/ GLUCOSE |  | REPLACN62760 | 00-18-78-01-19-A0 | 2013-03-25 | 2013-03-15 | 2013-03-25 | USD | 0.01 | Active | UNM - Sandoval Regional Medical Center
Leased | 1230708 | 2105 | TriCore (Ref lab) | ROCHE DIAGNOSTIC SYSTEMS INC | ACCU-CHEK INFORM | 2001201 | MONITORS/ PERSONAL/ GLUCOSE |  | REPLACN62760 | 00-18-78-01-19-EA | 2013-03-25 | 2013-03-15 | 2013-03-25 | USD | 0.01 | Active | UNM - Sandoval Regional Medical Center
Leased | 1230709 | 2105 | TriCore (Ref lab) | ROCHE DIAGNOSTIC SYSTEMS INC | ACCU-CHEK INFORM | 2001201 | MONITORS/ PERSONAL/ GLUCOSE |  | REPLACN62760 | 00-18-78-01-17-E3 | 2013-03-25 | 2013-03-15 | 2013-03-25 | USD | 0.01 | Active | UNM - Sandoval Regional Medical Center
Leased | 1230711 | 2105 | TriCore (Ref lab) | ROCHE DIAGNOSTIC SYSTEMS INC | ACCU-CHEK INFORM | 2001201 | MONITORS/ PERSONAL/ GLUCOSE |  | REPLACN62760 | 00-18-78-01-17-1C | 2013-03-25 | 2013-03-15 | 2013-03-25 | USD | 0.01 | Active | UNM - Sandoval Regional Medical Center
Leased | 1230710 | 2105 | TriCore (Ref lab) | ROCHE DIAGNOSTIC SYSTEMS INC | ACCU-CHEK INFORM | 2001201 | MONITORS/ PERSONAL/ GLUCOSE |  | REPLACN62760 | 00-18-78-01-1A-5F | 2013-03-25 | 2013-03-15 | 2013-03-25 | USD | 0.01 | Active | UNM - Sandoval Regional Medical Center
Leased | 1230712 | 2105 | TriCore (Ref lab) | ROCHE DIAGNOSTIC SYSTEMS INC | ACCU-CHEK INFORM | 2001201 | MONITORS/ PERSONAL/ GLUCOSE |  | REPLACN62760 | 00-18-78-01-19-DF | 2013-03-25 | 2013-03-15 | 2013-03-25 | USD | 0.01 | Active | UNM - Sandoval Regional Medical Center
Leased | 1230713 | 2105 | TriCore (Ref lab) | ROCHE DIAGNOSTIC SYSTEMS INC | ACCU-CHEK INFORM | 2001201 | MONITORS/ PERSONAL/ GLUCOSE |  | REPLACN62760 | 00-18-78-01-1A-37 | 2013-03-25 | 2013-03-15 | 2013-03-25 | USD | 0.01 | Active | UNM - Sandoval Regional Medical Center
Leased | 1230745 | 2105 | TriCore (Ref lab) | ROCHE DIAGNOSTIC SYSTEMS INC | ACCU-CHEK INFORM | 2001201 | MONITORS/ PERSONAL/ GLUCOSE |  | REPLACN62760 | 00-18-78-01-1A-7B | 2013-03-25 | 2013-03-15 | 2013-03-25 | USD | 0.01 | Active | UNM - Sandoval Regional Medical Center
Leased | 1263271 | 2105 | TriCore (Ref lab) | ROCHE | ACCU-CHEK INFORM II | 04882458001 | ANALYZERS/ POINT-OF-CARE/ WHOLE BLOOD/ GLUCOSE |  |  | UU14041681 | 2017-02-24 | 2018-03-15 | 2013-03-25 | USD | 0.01 | Active | UNM - Sandoval Regional Medical Center
Leased | 1263272 | 2105 | TriCore (Ref lab) | ROCHE | ACCU-CHEK INFORM II | 04882458001 | ANALYZERS/ POINT-OF-CARE/ WHOLE BLOOD/ GLUCOSE |  |  | UU14044850 | 2017-02-24 | 2018-03-15 | 2013-03-25 | USD | 0.01 | Active | UNM - Sandoval Regional Medical Center
SRMC 000630 | 1262655 | 21015 | Emergency Department | DERMATEK | KT-1013 | KT-1013 | LIGHTS/ ULTRAVIOLET |  |  | 360336 | 2017-01-20 | 2018-01-15 | 2013-01-31 | USD |  | Active | UNM - Sandoval Regional Medical Center
SRMC 000629 | 1262656 | 21015 | Emergency Department | DERMATEK | KT-1013 | KT-1013 | LIGHTS/ ULTRAVIOLET |  |  | 741921 | 2017-01-20 | 2018-01-15 | 2013-01-31 | USD |  | Active | UNM - Sandoval Regional Medical Center
SMRC 000699 | 1262510 | 15055 | Anesthesia | CINCINNATI SUB-ZERO PRODUCTS INC | WARMAIR | 135 | WARMING UNITS/ PATIENT/ FORCED-AIR |  |  | 061-1353507 | 2017-02-06 | 2018-02-15 | 2013-01-15 | USD |  | Active | UNM - Sandoval Regional Medical Center
SRMC 000361 | 1230666 | 15000 | Operating Room | ETHICON ENDO-SURGERY INC | GEN 11/01 | GEN 11/01 | ELECTROSURGICAL UNITS | 400897 |  | 1111244299 | 2017-06-13 | 2017-12-15 | 2012-12-20 | USD | 27025 | Active | UNM - Sandoval Regional Medical Center
CAP9476 | 1231130 | 15000 | Operating Room | OLYMPUS AMERICA INC | OFP-2 | OFP-2 | IRRIGATION/ DISTENTION SYSTEMS |  |  | 21218186 | 2016-10-02 | 2017-10-15 | 2012-12-03 | USD | 1485 | Active | UNM - Sandoval Regional Medical Center
CAP9475 | 1231111 | 15000 | Operating Room | OLYMPUS AMERICA INC | OFP-2 | OFP-2 | IRRIGATION/ DISTENTION SYSTEMS |  |  | 21213489 | 2016-10-01 | 2017-10-15 | 2012-11-16 | USD | 1485 | Active | UNM - Sandoval Regional Medical Center
CAP9479 | 1231129-Retired | 15000 | Operating Room | OLYMPUS AMERICA INC | OFP-2 | OFP-2 | IRRIGATION/ DISTENTION SYSTEMS |  |  | 21213794 | 2016-10-01 | 2017-10-15 | 2012-10-09 | USD | 1485 | Active | UNM - Sandoval Regional Medical Center
SRMC 000653 | 1231046 | 21015 | Emergency Department | MEDTRONIC INC | 5348 | 5348 | PACEMAKERS/ CARDIAC/ EXTERNAL | FOUND |  | PEP107429R | 2017-01-18 | 2018-01-15 | 2012-09-18 | USD |  | Active | UNM - Sandoval Regional Medical Center
CAP9329 | 1231047 | 12120 | Medical/Cardiac ICU | MEDTRONIC INC | 5348 | 5348 | PACEMAKERS/ CARDIAC/ EXTERNAL | FOUND |  | PEP107430R | 2017-05-12 | 2018-05-15 | 2012-09-18 | USD |  | Active | UNM - Sandoval Regional Medical Center
SMRC 000716 | 1231072 | 15055 | Anesthesia | B BRAUN MEDICAL INC | STIMUPLEX HNS 12 | MD1109 | STIMULATORS/ELECTRICAL/PERIPHERAL NERVE/ANALGESIC |  |  | 16.0755 | 2017-02-13 | 2018-02-15 | 2012-09-18 | USD |  | Active | UNM - Sandoval Regional Medical Center
SRMC 000619 | 1231035 | 21015 | Emergency Department | STERIS CORP | HARMONY LED | HARMONY LED | LIGHTS/ SURGICAL |  |  | 500407 | 2017-01-19 | 2018-01-15 | 2012-09-13 | USD |  | Active | UNM - Sandoval Regional Medical Center
SRMC 000633 | 1231036 | 21015 | Emergency Department | STERIS CORP | HARMONY LED | HARMONY LED | LIGHTS/ SURGICAL |  |  | 500408 | 2017-01-19 | 2018-01-15 | 2012-09-13 | USD |  | Active | UNM - Sandoval Regional Medical Center
| 1231070 | 2105 | TriCore (Ref lab) | ABBOTT | I-STAT 1 | I-STAT 1 | ANALYZERS/ POINT-OF-CARE/ WHOLE BLOOD/ GLUCOSE |  |  | 355291 | 2012-09-19 | 2013-09-15 | 2012-09-10 | USD |  | Active | UNM - Sandoval Regional Medical Center
SRMC 000079 | 1231441 | 77010 | Pharmacy - Inpatient | THE BAKER CO | HEMOSHIELD | CS500 | HOODS/ CHEMICAL FUME | 20120071 |  | 107108 | 2017-03-07 | 2018-03-15 | 2012-09-10 | USD | 25356.5 | Active | UNM - Sandoval Regional Medical Center
SRMC 000449 | 1231106 | 75045 | Radiology - Nuclear Med | SIEMENS HEALTHCARE | SYMBIA E DUAL HEAD SPECT | SYMBIA E DUAL HEAD SPECT | SCANNING SYSTEMS/ GAMMA CAMERA | 20120269 |  | 1427 | 2017-03-24 | 2017-09-15 | 2012-09-08 | USD | 321285.6 | Active | UNM - Sandoval Regional Medical Center
SMRC 000840 | 1231078 | 12220 | Med/Surg Subacute | HELMER LABS INC | HORIZON SERIES (HLR105) | HORIZON SERIES (HLR105) | REFRIGERATORS/ LABORATORY | 20120042 |  | 1007046 | 2017-03-27 | 2018-03-15 | 2012-09-07 | USD | 2096.74 | Active | UNM - Sandoval Regional Medical Center
CAP6598 | 1231114 | 12120 | Medical/Cardiac ICU | HELMER LABS INC | HORIZON SERIES (HLR105) | HORIZON SERIES (HLR105) | REFRIGERATORS/ LABORATORY | 20120042 |  | 1007049 | 2017-04-26 | 2018-05-15 | 2012-09-07 | USD | 2096.74 | Active | UNM - Sandoval Regional Medical Center
SMRC 000831 | 1231076 | 12220 | Med/Surg Subacute | HELMER LABS INC | HORIZON SERIES (HLR105) | HORIZON SERIES (HLR105) | REFRIGERATORS/ LABORATORY | 20120042 |  | 1007045 | 2017-03-06 | 2018-03-15 | 2012-09-07 | USD | 2096.73 | Active | UNM - Sandoval Regional Medical Center
SMRC 000837 | 1231077 | 12220 | Med/Surg Subacute | HELMER LABS INC | HORIZON SERIES (HLR105) | HORIZON SERIES (HLR105) | REFRIGERATORS/ LABORATORY | 20120042 |  | 1007052 | 2017-03-27 | 2018-03-15 | 2012-09-07 | USD | 2096.73 | Active | UNM - Sandoval Regional Medical Center
SRMC 000189 | 1231098 | 15010 | Sterile Processing | STERIS CORP | V-PRO MAX | V-PRO MAX | STERILIZING UNITS/ STEAM | 20110002 |  | 031281216 | 2017-02-13 | 2018-02-15 | 2012-09-07 | USD | 102269.32 | Active | UNM - Sandoval Regional Medical Center
SRMC 000645 | 1230944 | 21015 | Emergency Department | HELMER LABS INC | HORIZON SERIES (HLR105) | HORIZON SERIES (HLR105) | REFRIGERATORS/ LABORATORY |  |  | 1007045 | 2017-01-18 | 2018-01-15 | 2012-09-07 | USD |  | Active | UNM - Sandoval Regional Medical Center
| 1231074 | 34520 | Ortho/Surgery Clinic | STRYKER CORP | CASTVAC | 986 | CAST CUTTERS |  |  | 1222700249 | 2012-08-31 | 2012-09-15 | 2012-08-31 | USD |  | Active | UNM - Sandoval Regional Medical Center
| 1231075 | 15000 | Operating Room | STRYKER CORP | CASTVAC | 986 | CAST CUTTERS |  |  | 1222700269 | 2012-08-31 | 2012-09-15 | 2012-08-31 | USD |  | Active | UNM - Sandoval Regional Medical Center
SRMC 000330 | 1262677 | 71520 | Pulmonary Diagnostics | MEDICAL GRAPHICS CORP | PLATINUM ELITE DX | PLATINUM ELITE DX | SPIROMETERS |  |  | 233000370 | 2017-04-27 | 2018-04-15 | 2012-08-31 | USD |  | Active | UNM - Sandoval Regional Medical Center
CAP9445 | 1262577 | 32025 | Family Practice Clinic | ALLIED HEALTHCARE PRODUCTS INC | S5000 | S5000 | NEBULIZERS/ ULTRASONIC |  |  | 121000687 | 2016-09-15 | 2017-09-15 | 2012-08-29 | USD |  | Active | UNM - Sandoval Regional Medical Center
SMRC 000899 | 1262578 | 71520 | Pulmonary Diagnostics | ALLIED HEALTHCARE PRODUCTS INC | S5000 | S5000 | NEBULIZERS/ ULTRASONIC |  |  | 121000685 | 2017-05-10 | 2018-04-15 | 2012-08-29 | USD |  | Active | UNM - Sandoval Regional Medical Center
| 1262579 | 34000 | Medical Specialties | CHAMPION MANUFACTURING INC. | 54P | 54P | RECLINER CHAIRS/ PATIENT CARE |  |  | 148488 | 2012-08-28 | 2012-08-15 | 2012-08-29 | USD |  | Active | UNM - Sandoval Regional Medical Center
CAP6632 | 1262582 | 34000 | Medical Specialties | CHAMPION MANUFACTURING INC. | 54P | 54P | RECLINER CHAIRS/ PATIENT CARE | F20123159 |  | U2507 | 2012-08-28 | 2012-08-15 | 2012-08-29 | USD | 1831 | Active | UNM - Sandoval Regional Medical Center
CAP6633 | 1262581 | 34000 | Medical Specialties | CHAMPION MANUFACTURING INC. | 54P | 54P | RECLINER CHAIRS/ PATIENT CARE | F20123159 |  | U2506 | 2012-08-28 | 2012-08-15 | 2012-08-29 | USD | 1831 | Active | UNM - Sandoval Regional Medical Center
CAP6631 | 1262580 | 34000 | Medical Specialties | CHAMPION MANUFACTURING INC. | 54P | 54P | RECLINER CHAIRS/ PATIENT CARE | F20123159 |  | U2508 | 2012-08-28 | 2012-08-15 | 2012-08-29 | USD | 1831 | Active | UNM - Sandoval Regional Medical Center
SRMC 000132 | 1231068 | 34237 | Uro/Gyn Clinic | LABORIE MEDICAL TECHNOLOGIES CORP | UDS ROAM | UDS ROAM | URODYNAMIC MEASUREMENT SYSTEMS | 20120099 |  | GRAM-312041518 | 2016-09-20 | 2017-09-15 | 2012-08-29 | USD | 17285 | Active | UNM - Sandoval Regional Medical Center
SRMC 001080 | 1262409 | 15000 | Operating Room | STRYKER CORP | SDC ULTRA | SDC ULTRA | VIDEO IMAGE PROCESSORS/ ENDOSCOPIC |  |  | 12D046074 | 2012-08-23 | 2012-07-15 | 2012-08-23 | USD |  | Active | UNM - Sandoval Regional Medical Center
CAP9455 | 1231026 | 34520 | Ortho/Surgery Clinic | CARDINAL SCALE MFG CO | 758C | 758C | SCALES/ PATIENT/ PLATFORM/ ELECTRONIC |  |  | E22012-0287 | 2016-09-13 | 2017-09-15 | 2012-08-23 | USD |  | Active | UNM - Sandoval Regional Medical Center
CAP9454 | 1231010 | 34520 | Ortho/Surgery Clinic | CARDINAL SCALE MFG CO | 758C | 758C | SCALES/ PATIENT/ PLATFORM/ ELECTRONIC |  |  | E22012-0288 | 2016-09-13 | 2017-09-15 | 2012-08-23 | USD |  | Active | UNM - Sandoval Regional Medical Center
SRMC 000063 | 1230838 | 12220 | Med/Surg Subacute | ARJO HOSPITAL EQUIPMENT INC | TENOR (KHA1010-US) | TENOR (KHA1010-US) | LIFTS/ PATIENT TRANSFER | 20120043 |  | P0130076 | 2017-02-27 | 2017-09-15 | 2012-08-23 | USD | 8451.59 | Active | UNM - Sandoval Regional Medical Center
CAP8162 | 1230896 | 15000 | Operating Room | ELO TOUCH SOLUTIONS | ELO TOUCH SYSTEM | ELO TOUCH SYSTEM | MONITORS/ MEDICAL GRADE DISPLAY | 400759 |  | K11L209936 | 2012-08-23 | 2012-08-15 | 2012-08-23 | USD | 2350 | Active | UNM - Sandoval Regional Medical Center
CAP8179 | 1230892 | 15000 | Operating Room | ELO TOUCH SOLUTIONS | ELO TOUCH SYSTEM | ELO TOUCH SYSTEM | MONITORS/ MEDICAL GRADE DISPLAY | 400759 |  | K11L352076 | 2012-08-23 | 2012-08-15 | 2012-08-23 | USD | 2350 | Active | UNM - Sandoval Regional Medical Center
CAP8490 | 1230897 | 15000 | Operating Room | ELO TOUCH SOLUTIONS | ELO TOUCH SYSTEM | ELO TOUCH SYSTEM | MONITORS/ MEDICAL GRADE DISPLAY | 400759 |  | K11L352084 | 2012-08-23 | 2012-08-15 | 2012-08-23 | USD | 2350 | Active | UNM - Sandoval Regional Medical Center
CAP8455 | 1230902 | 15000 | Operating Room | ELO TOUCH SOLUTIONS | ELO TOUCH SYSTEM | ELO TOUCH SYSTEM | MONITORS/ MEDICAL GRADE DISPLAY | 400759 |  | K11L347769 | 2012-08-23 | 2012-08-15 | 2012-08-23 | USD | 2350 | Active | UNM - Sandoval Regional Medical Center
SRMC 001116 | 1230907 | 15000 | Operating Room | STRYKER CORP | SWITCHPOINT INFINITY 3 | 0678001000 | ROUTER/ SWITCH/ HUB |  |  | 12F002818 | 2012-08-23 | 2012-08-15 | 2012-08-23 | USD |  | Active | UNM - Sandoval Regional Medical Center
CAP8422 | 1230906 | 15000 | Operating Room | ELO TOUCH SOLUTIONS | ELO TOUCH SYSTEM | ELO TOUCH SYSTEM | MONITORS/ MEDICAL GRADE DISPLAY | 400759 |  | K11L347771 | 2012-08-23 | 2012-08-15 | 2012-08-23 | USD | 2350 | Active | UNM - Sandoval Regional Medical Center
SRMC 000642 | 1231471 | 75070 | Radiology - Bone Densitometry | DETECTO SCALE COMPANY | PRODOC | PD300 | SCALES |  |  | P300010120214480 | 2017-01-20 | 2018-01-15 | 2012-08-23 | USD |  | Active | UNM - Sandoval Regional Medical Center
SRMC 000635 | 1231472 | 75045 | Radiology - Nuclear Med | CARDINAL SCALE MFG CO | 758C | 758C | SCALES/ PATIENT/ PLATFORM/ ELECTRONIC |  |  | E15612-0275 | 2017-01-24 | 2018-01-15 | 2012-08-23 | USD |  | Active | UNM - Sandoval Regional Medical Center
SRMC 000133 | 1231104 | 34237 | Uro/Gyn Clinic | BK MEDICAL SYSTEMS INC | FLEX FOCUS 500 | 1202 | SCANNING SYSTEMS/ ULTRASONIC/ PORTABLE | 20120153 |  | 5001883 | 2017-07-06 | 2018-01-15 | 2012-08-21 | USD | 94090.54 | Active | UNM - Sandoval Regional Medical Center
SMRC 000825 | 1231031 | 12220 | Med/Surg Subacute | HELMER LABS INC | HORIZON SERIES (HLR105) | HORIZON SERIES (HLR105) | REFRIGERATORS/ LABORATORY | 20120042 |  | 1007044 | 2017-03-06 | 2018-03-15 | 2012-08-21 | USD | 2096.74 | Active | UNM - Sandoval Regional Medical Center
SRMC 000276 | 1262675 | 75050 | Radiology - Ultrasound | HERITAGE MEDICAL PRODUCTS | SonoBed Power Exam | Sono 1T | TABLES/ EXAMINATION/TREATMENT |  |  | SONOBED | 2012-08-21 | 2012-09-15 | 2012-08-21 | USD |  | Active | UNM - Sandoval Regional Medical Center
SRMC 001030 | 1262517 | 21015 | Emergency Department | STRYKER CORP | GYNNIE | 1061 | STRETCHERS/ MOBILE/ HOSPITAL | 20120029 |  | 1205036125 | 2017-01-19 | 2018-01-15 | 2012-08-20 | USD | 5545.75 | Active | UNM - Sandoval Regional Medical Center
SRMC 000231 | 1231067 | 21015 | Emergency Department | STRYKER CORP | GYNNIE | 1061 | STRETCHERS/ MOBILE/ HOSPITAL | 20120029 |  | 1205036124 | 2017-01-24 | 2018-01-15 | 2012-08-20 | USD | 5545.75 | Active | UNM - Sandoval Regional Medical Center
SRMC 000267 | 1231066 | 21015 | Emergency Department | STRYKER CORP | GYNNIE | 1061 | STRETCHERS/ MOBILE/ HOSPITAL | 20120029 |  | 1205036128 | 2017-01-19 | 2018-01-15 | 2012-08-20 | USD | 5545.75 | Active | UNM - Sandoval Regional Medical Center
SRMC 000179 | 1231065 | 21015 | Emergency Department | STRYKER CORP | GYNNIE | 1061 | STRETCHERS/ MOBILE/ HOSPITAL | 20120029 |  | 1205036117 | 2017-01-18 | 2018-01-15 | 2012-08-20 | USD | 5545.75 | Active | UNM - Sandoval Regional Medical Center
CAP7350 | 1231056 | 12220 | Med/Surg Subacute | STRYKER CORP | GLIDEAWAY | GLIDEAWAY | STRETCHERS/ MOBILE/ HOSPITAL | 20120029 |  | 1205034240 | 2012-09-19 | 2012-09-15 | 2012-08-20 | USD | 4904.12 | Active | UNM - Sandoval Regional Medical Center
SRMC 000228 | 1231063 | 21015 | Emergency Department | STRYKER CORP | GYNNIE | 1061 | STRETCHERS/ MOBILE/ HOSPITAL | 20120029 |  | 1205036126 | 2017-01-18 | 2018-01-15 | 2012-08-20 | USD | 5545.75 | Active | UNM - Sandoval Regional Medical Center
SRMC 000583 | 1231062 | 21015 | Emergency Department | STRYKER CORP | GYNNIE | 1061 | STRETCHERS/ MOBILE/ HOSPITAL | 20120029 |  | 1205036119 | 2017-01-16 | 2018-01-15 | 2012-08-20 | USD | 5545.76 | Active | UNM - Sandoval Regional Medical Center
SRMC 000240 | 1231061 | 21015 | Emergency Department | STRYKER CORP | GYNNIE | 1061 | STRETCHERS/ MOBILE/ HOSPITAL | 20120029 |  | 1205036114 | 2017-01-19 | 2018-01-15 | 2012-08-20 | USD | 5545.75 | Active | UNM - Sandoval Regional Medical Center
SRMC 000349 | 1231060 | 21015 | Emergency Department | STRYKER CORP | GYNNIE | 1061 | STRETCHERS/ MOBILE/ HOSPITAL | 20120029 |  | 1205036127 | 2017-01-19 | 2018-01-15 | 2012-08-20 | USD | 5545.75 | Active | UNM - Sandoval Regional Medical Center
SRMC 000273 | 1231058 | 21015 | Emergency Department | STRYKER CORP | GYNNIE | 1061 | STRETCHERS/ MOBILE/ HOSPITAL | 20120029 |  | 1205036123 | 2017-01-19 | 2018-01-15 | 2012-08-20 | USD | 5545.75 | Active | UNM - Sandoval Regional Medical Center
CAP7950 | 1231055 | 12220 | Med/Surg Subacute | STRYKER CORP | GYNNIE | 1061 | STRETCHERS/ MOBILE/ HOSPITAL | 20120029 |  | 1205034237 | 2017-01-20 | 2018-01-15 | 2012-08-20 | USD | 4904.12 | Active | UNM - Sandoval Regional Medical Center
SRMC 000347 | 1262522 | 21015 | Emergency Department | STRYKER CORP | GYNNIE | 1061 | STRETCHERS/ MOBILE/ HOSPITAL | 20120029 |  | 1205036122 | 2017-01-23 | 2018-01-15 | 2012-08-20 | USD | 5545.75 | Active | UNM - Sandoval Regional Medical Center
CAP9651 | 1231007 | 95700 | Clinical Engineering | PRECISION MEDICAL INC | EASY GO VAC (PM65HG) | EASY GO VAC (PM65HG) | ASPIRATORS/ TRACHEAL |  |  | 052719 | 2016-10-21 | 2017-11-15 | 2012-08-17 | USD |  | Active | UNM - Sandoval Regional Medical Center
CAP9650 | 1231008 | 95700 | Clinical Engineering | PRECISION MEDICAL INC | EASY GO VAC (PM65HG) | EASY GO VAC (PM65HG) | ASPIRATORS/ TRACHEAL |  |  | 052717 | 2016-10-21 | 2017-11-15 | 2012-08-17 | USD |  | Active | UNM - Sandoval Regional Medical Center
CAP9649 | 1231009 | 95700 | Clinical Engineering | PRECISION MEDICAL INC | EASY GO VAC (PM65HG) | EASY GO VAC (PM65HG) | ASPIRATORS/ TRACHEAL |  |  | 052718 | 2016-10-21 | 2017-11-15 | 2012-08-17 | USD |  | Active | UNM - Sandoval Regional Medical Center
CAP9453 | 1231095 | 34237 | Uro/Gyn Clinic | SECA CORP | 7281321834 | 7281321834 | SCALES/ INFANT |  |  | 5763087126040 | 2016-09-13 | 2017-09-15 | 2012-08-16 | USD |  | Active | UNM - Sandoval Regional Medical Center
CAP7766 | 1231011 | 34000 | Medical Specialties | CARDINAL SCALE MFG CO | 8430 | 8430 | SCALES/ PATIENT | 20123230 |  | E22012-0286 | 2016-09-13 | 2017-09-15 | 2012-08-16 | USD | 1328.19 | Active | UNM - Sandoval Regional Medical Center
CAP6522 | 1231013 | 34025 | Cardiology Clinic | CARDINAL SCALE MFG CO | 8430 | 8430 | SCALES/ PATIENT | 20123230 |  | E22012-0291 | 2017-04-26 | 2018-04-15 | 2012-08-16 | USD | 1328.19 | Active | UNM - Sandoval Regional Medical Center
CAP7761 | 1231012 | 34225 | ENT Specialty Clinic | CARDINAL SCALE MFG CO | 8430 | 8430 | SCALES/ PATIENT | 20123230 |  | E22012-0292 | 2016-09-13 | 2017-09-15 | 2012-08-16 | USD | 1328.19 | Active | UNM - Sandoval Regional Medical Center
CAP9444 | 1262643 | 32025 | Family Practice Clinic | SECA CORP | 7281321834 | 7281321834 | SCALES/ INFANT |  |  | 10000000005806 | 2016-09-13 | 2017-09-15 | 2012-08-16 | USD |  | Active | UNM - Sandoval Regional Medical Center
SMRC 000826 | 1231027 | 12220 | Med/Surg Subacute | CARDINAL SCALE MFG CO | 8430 | 8430 | SCALES/ PATIENT |  |  | E22012-0285 | 2017-03-27 | 2018-03-15 | 2012-08-16 | USD |  | Active | UNM - Sandoval Regional Medical Center
SRMC 001084 | 1231025 | 15000 | Operating Room | STRYKER CORP | 1288 HD | 1288 HD | VIDEO IMAGE PROCESSORS/ ENDOSCOPIC |  |  | 12G051614 | 2012-08-15 | 2012-08-15 | 2012-08-15 | USD |  | Active | UNM - Sandoval Regional Medical Center
SRMC 000471 | 1231458 | 12120 | Medical/Cardiac ICU | STRYKER CORP | MEDI-THERM III | MTA6900 | WARMING UNITS/ PATIENT/ CIRCULATING-FLUID | 20120241 |  | B21043 | 2017-05-19 | 2018-05-15 | 2012-08-13 | USD | 9410 | Reactivated | UNM - Sandoval Regional Medical Center
NA | 1054078 | 95700 | Clinical Engineering | FLUKE BIOMEDICAL CORP | MEDSIM 300B | MEDSIM 300B | SIMULATORS/ MULTIPARAMETER | PHILIPS |  | 9578037 | 2017-03-24 | 2018-03-15 | 2012-08-10 | USD |  | Active | UNM - Sandoval Regional Medical Center
CAP9448 | 1231016 | 34237 | Uro/Gyn Clinic | NOT ASSIGNED | UROCAP-IV | UROCAP-IV | ANALYZERS/ LABORATORY/ URINE |  |  | UCIV-2-12051507 | 2016-09-20 | 2017-09-15 | 2012-08-10 | USD |  | Active | UNM - Sandoval Regional Medical Center
SRMC 000520 | 57390259 | 34025 | Cardiology Clinic | PHILIPS HEALTHCARE | iE33 Ultrasound System | 795052 | SCANNING SYSTEMS/ULTRASONIC/DIAGNOSTIC (DI) | 20120255 |  | B0G8GJ | 2017-06-02 | 2018-06-15 | 2012-08-10 | USD | 232203.6 | Active | UNM - Sandoval Regional Medical Center
| 1231001 | 75055 | Radiology - Mammography | HOLOGIC INC | ATEC PEARL | 555391 | STEREOTACTIC SYSTEMS/ BIOPSY |  |  | 201932 | 2016-07-22 | 2017-01-15 | 2012-07-31 | USD |  | Active | UNM - Sandoval Regional Medical Center
NA | 1162891 | 95700 | Clinical Engineering | FLUKE BIOMEDICAL CORP | PV350 | PV350 | PRESSURE METERS/ DIGITAL |  |  | 103480049 | 2017-03-24 | 2017-03-15 | 2012-07-31 | USD |  | Active | UNM - Sandoval Regional Medical Center
SRMC 000637 | 1230951 | 21015 | Emergency Department | CARDINAL SCALE MFG CO | 758C | 758C | SCALES/ PATIENT/ PLATFORM/ ELECTRONIC |  |  | E16012-0287 | 2017-01-20 | 2018-01-15 | 2012-07-30 | USD |  | Active | UNM - Sandoval Regional Medical Center
SRMC 000302 | 1230920 | 15040 | PACU | PHILIPS HEALTHCARE | INTELLIVUE MP30 | M8002A | MONITORING SYSTEMS/ PHYSIOLOGIC | 20110040 |  | DE728A5564 | 2016-09-22 | 2017-10-15 | 2012-07-30 | USD | 5904.93 | Active | UNM - Sandoval Regional Medical Center
| 1230916 | 77010 | Pharmacy - Inpatient | HELMER SCIENTIFIC | Horizon Series (HPR120) | Horizon Series (HPR120) | REFRIGERATORS/ PHARMACY |  |  | 1007088 | 2014-07-07 | 2012-07-15 | 2012-07-30 | USD |  | Active | UNM - Sandoval Regional Medical Center
SRMC 000078 | 1230917 | 77010 | Pharmacy - Inpatient | HELMER LABS INC | HORIZON SERIES (HPR256) | HORIZON SERIES (HPR256) | REFRIGERATORS/ PHARMACY | 20120042 |  | 1007089 | 2012-09-13 | 2012-07-15 | 2012-07-30 | USD | 6328.04 | Active | UNM - Sandoval Regional Medical Center
SMRC 000861 | 1230918 | 77010 | Pharmacy - Inpatient | HELMER LABS INC | HORIZON SERIES (HLR105) | HORIZON SERIES (HLR105) | REFRIGERATORS/ LABORATORY | 20120042 |  | 1007055 | 2017-03-23 | 2018-03-15 | 2012-07-30 | USD | 2096.74 | Active | UNM - Sandoval Regional Medical Center
SRMC 000643 | 1231032 | 60100 | Psychiatry | HELMER LABS INC | HORIZON SERIES (HLR105) | HORIZON SERIES (HLR105) | REFRIGERATORS/ LABORATORY | 20120042 |  | 1007051 | 2017-01-17 | 2018-01-15 | 2012-07-30 | USD | 2096.73 | Active | UNM - Sandoval Regional Medical Center
SMRC 000860 | 1231093 | 77010 | Pharmacy - Inpatient | HELMER LABS INC | HORIZON SERIES (HLF120) | HORIZON SERIES (HLF1 | FREEZERS/ LABORATORY |  |  | 1004989 | 2017-03-23 | 2018-03-15 | 2012-07-30 | USD |  | Active | UNM - Sandoval Regional Medical Center
| 1230937 | 34237 | Uro/Gyn Clinic | EXERGEN CORP | TAT-5000 | TAT-5000 | THERMOMETERS/ ELECTRONIC/ INFRARED |  |  | A289228 | 2012-08-28 | 2012-07-15 | 2012-07-27 | USD |  | Active | UNM - Sandoval Regional Medical Center
| 1230855 | 32025 | Family Practice Clinic | EXERGEN CORP | TAT-5000 | TAT-5000 | THERMOMETERS/ ELECTRONIC/ INFRARED |  |  | A295094 | 2012-08-23 | 2012-07-15 | 2012-07-27 | USD |  | Active | UNM - Sandoval Regional Medical Center
| 1230933 | 32025 | Family Practice Clinic | EXERGEN CORP | TAT-5000 | TAT-5000 | THERMOMETERS/ ELECTRONIC/ INFRARED |  |  | A289227 | 2012-08-23 | 2012-07-15 | 2012-07-27 | USD |  | Active | UNM - Sandoval Regional Medical Center
| 1230934 | 34237 | Uro/Gyn Clinic | EXERGEN CORP | TAT-5000 | TAT-5000 | THERMOMETERS/ ELECTRONIC/ INFRARED |  |  | A289287 | 2012-08-28 | 2012-07-15 | 2012-07-27 | USD |  | Active | UNM - Sandoval Regional Medical Center
| 1230935 | 34237 | Uro/Gyn Clinic | EXERGEN CORP | TAT-5000 | TAT-5000 | THERMOMETERS/ ELECTRONIC/ INFRARED |  |  | A289261 | 2012-08-28 | 2012-07-15 | 2012-07-27 | USD |  | Active | UNM - Sandoval Regional Medical Center
| 1230936 | 32025 | Family Practice Clinic | EXERGEN CORP | TAT-5000 | TAT-5000 | THERMOMETERS/ ELECTRONIC/ INFRARED |  |  | A289229 | 2012-08-23 | 2012-07-15 | 2012-07-27 | USD |  | Active | UNM - Sandoval Regional Medical Center
| 1230955 | 15040 | PACU | EXERGEN CORP | TAT-5000 | TAT-5000 | THERMOMETERS/ ELECTRONIC/ INFRARED |  |  | A295097 | 2012-08-23 | 2012-07-15 | 2012-07-27 | USD |  | Active | UNM - Sandoval Regional Medical Center
| 1230938 | 34520 | Ortho/Surgery Clinic | EXERGEN CORP | TAT-5000 | TAT-5000 | THERMOMETERS/ ELECTRONIC/ INFRARED |  |  | A289230 | 2012-09-12 | 2012-07-15 | 2012-07-27 | USD |  | Active | UNM - Sandoval Regional Medical Center
| 1230956 | 32025 | Family Practice Clinic | EXERGEN CORP | TAT-5000 | TAT-5000 | THERMOMETERS/ ELECTRONIC/ INFRARED |  |  | A295095 | 2012-08-23 | 2012-07-15 | 2012-07-27 | USD |  | Active | UNM - Sandoval Regional Medical Center
| 1230963 | 32025 | Family Practice Clinic | EXERGEN CORP | TAT-5000 | TAT-5000 | THERMOMETERS/ ELECTRONIC/ INFRARED |  |  | A295005 | 2012-08-28 | 2012-07-15 | 2012-07-27 | USD |  | Active | UNM - Sandoval Regional Medical Center
| 1230957 | 15040 | PACU | EXERGEN CORP | TAT-5000 | TAT-5000 | THERMOMETERS/ ELECTRONIC/ INFRARED |  |  | A295001 | 2012-08-23 | 2012-07-15 | 2012-07-27 | USD |  | Active | UNM - Sandoval Regional Medical Center
| 1230958 | 15040 | PACU | EXERGEN CORP | TAT-5000 | TAT-5000 | THERMOMETERS/ ELECTRONIC/ INFRARED |  |  | A294493 | 2012-08-23 | 2012-07-15 | 2012-07-27 | USD |  | Active | UNM - Sandoval Regional Medical Center
| 1230959 | 15040 | PACU | EXERGEN CORP | TAT-5000 | TAT-5000 | THERMOMETERS/ ELECTRONIC/ INFRARED |  |  | A298446 | 2012-08-23 | 2012-07-15 | 2012-07-27 | USD |  | Active | UNM - Sandoval Regional Medical Center
| 1230960 | 15040 | PACU | EXERGEN CORP | TAT-5000 | TAT-5000 | THERMOMETERS/ ELECTRONIC/ INFRARED |  |  | A298453 | 2012-08-23 | 2012-07-15 | 2012-07-27 | USD |  | Active | UNM - Sandoval Regional Medical Center
| 1230961 | 12120 | Medical/Cardiac ICU | EXERGEN CORP | TAT-5000 | TAT-5000 | THERMOMETERS/ ELECTRONIC/ INFRARED |  |  | A298268 | 2012-08-23 | 2012-07-15 | 2012-07-27 | USD |  | Active | UNM - Sandoval Regional Medical Center
| 1230962 | 34225 | ENT Specialty Clinic | EXERGEN CORP | TAT-5000 | TAT-5000 | THERMOMETERS/ ELECTRONIC/ INFRARED |  |  | A298456 | 2012-08-28 | 2012-07-15 | 2012-07-27 | USD |  | Active | UNM - Sandoval Regional Medical Center
| 1230881 | 76010 | Rehabilitation Services | KINETIC CONCEPTS INC | KINETIC SPECTRA | KINETIC SPECTRA | EXERCISERS/ CONTINUOUS PASSIVE MOTION | HILLROM |  | 04932398/9987 | 2016-09-13 | 2017-09-15 | 2012-07-27 | USD |  | Active | UNM - Sandoval Regional Medical Center
CAP9464 | 1230875 | 76010 | Rehabilitation Services | HYGENIC CORP | PARABATH | PARABATH | BATHS/ PARAFFIN/ PHYSICAL THERAPY |  |  | 2012-00881 | 2016-09-08 | 2017-09-15 | 2012-07-27 | USD |  | Active | UNM - Sandoval Regional Medical Center
SRMC 000135 | 1230834 | 15000 | Operating Room | SALIENT SURGICAL TECHNOLOGIES | AQUAMANTYS | 40-402-1 | ELECTROSURGICAL UNITS/ MONOPOLAR/ BIPOLAR | M20122097 |  | TL-200-4381 | 2016-12-12 | 2017-12-15 | 2012-07-26 | USD | 10000 | Active | UNM - Sandoval Regional Medical Center
SRMC 000136 | 1230835 | 15000 | Operating Room | SALIENT SURGICAL TECHNOLOGIES | AQUAMANTYS | 40-402-1 | ELECTROSURGICAL UNITS/ MONOPOLAR/ BIPOLAR | M20122097 |  | TL-200-4380 | 2016-12-16 | 2017-12-15 | 2012-07-26 | USD | 10000 | Active | UNM - Sandoval Regional Medical Center
SRMC 000447 | 1231069 | 34025 | Cardiology Clinic | GE HEALTHCARE | CASE P2 SERIES | CASE P2 SERIES | MONITORING SYSTEMS/ PHYSIOLOGIC/ STRESS EXERCISE | 20120095 |  | SHS12230910SA | 2017-04-22 | 2018-04-15 | 2012-07-26 | USD | 33290.12 | Active | UNM - Sandoval Regional Medical Center
SRMC 000640 | 1262679 | 60100 | Psychiatry | SCALE-TRONIX INC | STOW-A-WEIGH | STOW-A-WEIGH | SCALES/ PATIENT/ WHEELCHAIR |  |  | 6202-2346 | 2017-01-23 | 2018-01-15 | 2012-07-26 | USD |  | Active | UNM - Sandoval Regional Medical Center
| 1262683-Retired | 60100 | Psychiatry | MIDMARK CORP | 604 (604-001) | 604 (604-001) | TABLES/ EXAMINATION/TREATMENT |  |  | V1255794 | 2012-08-29 | 2012-08-15 | 2012-07-26 | USD |  | Active | UNM - Sandoval Regional Medical Center
SRMC 000702 | 1230883 | 15000 | Operating Room | LEICA MICROSYSTEMS INC | M400E | M400E | MICROSCOPES/ LIGHT/ OPERATING | 20120098 |  | 200312002 | 2017-02-06 | 2018-02-15 | 2012-07-26 | USD | 45897 | Active | UNM - Sandoval Regional Medical Center
SRMC 000639 | 1230837 | 12220 | Med/Surg Subacute | ARJO HOSPITAL EQUIPMENT INC | MAXI 500 (KM560181) | MAXI 500 (KM560181) | SCALES/ LIFT | 20120043 |  | KM56-13015 | 2017-01-23 | 2018-01-15 | 2012-07-26 | USD | 4670.77 | Active | UNM - Sandoval Regional Medical Center
| 1231475 | 15000 | Operating Room | STRYKER CORP | WISE 26" HDTV | 0240030970 | MONITORS/ VIDEO |  |  | 12E01086 | 2015-02-05 | 2012-07-15 | 2012-07-25 | USD |  | Active | UNM - Sandoval Regional Medical Center
| 1231459 | 12120 | Medical/Cardiac ICU | HILL-ROM INC | 767 | 767 | OPHTHALMOSCOPE/OTOSCOPES |  |  | NSN | 2012-08-13 | 2012-08-15 | 2012-07-25 | USD |  | Active | UNM - Sandoval Regional Medical Center
| 1230824 | 15000 | Operating Room | STRYKER CORP | FLYTE | 0408-655-000 | BATTERY CHARGERS |  |  | 1217400303IX | 2012-09-14 | 2012-08-15 | 2012-07-25 | USD |  | Active | UNM - Sandoval Regional Medical Center
SRMC 000186 | 1230828 | 15000 | Operating Room | MIZUHOSI AMERICA INC | HANA 6875 | HANA 6875 | TABLES/ OPERATING/ MICROSURGERY | F20123006 |  | 2012-0282 | 2017-06-13 | 2017-12-15 | 2012-07-25 | USD | 84075.13 | Active | UNM - Sandoval Regional Medical Center
SMRC 000768 | 1231474 | 15000 | Operating Room | STRYKER CORP | FLOSTEADY | FLOSTEADY | IRRIGATION/DISTENTION SYSTEMS/ ARTHROSCOPIC |  |  | 1205CE435 | 2017-02-19 | 2018-02-15 | 2012-07-25 | USD |  | Reactivated | UNM - Sandoval Regional Medical Center
SMRC 000767 | 1230823 | 15000 | Operating Room | STRYKER CORP | FLOSTEADY | FLOSTEADY | IRRIGATION/DISTENTION SYSTEMS/ ARTHROSCOPIC |  |  | 1206CE075 | 2017-02-19 | 2018-02-15 | 2012-07-25 | USD |  | Active | UNM - Sandoval Regional Medical Center
SRMC 000420 | 1231492 | 12120 | Medical/Cardiac ICU | ARJO HOSPITAL EQUIPMENT INC | TENOR (KHA1010-US) | TENOR (KHA1010-US) | LIFTS/ PATIENT TRANSFER | 20120043 |  | P0125432 | 2017-04-26 | 2017-11-15 | 2012-07-25 | USD | 8451.59 | Active | UNM - Sandoval Regional Medical Center
SRMC 000293 | 1231491 | 12120 | Medical/Cardiac ICU | STRYKER CORP | PRIME SERIES 1115 | PRIME SERIES 1115 | STRETCHERS/ MOBILE/ HOSPITAL/ PATIENT TRANSFER | 20120029 |  | 1205034245 | 2012-08-31 | 2012-08-15 | 2012-07-25 | USD | 5233.42 | Active | UNM - Sandoval Regional Medical Center
SRMC 000002 | 1231455 | 12220 | Med/Surg Subacute | ARJO HOSPITAL EQUIPMENT INC | SARA 3000 (HEA1002-US ) | SARA 3000 (HEA1002-U | SCALES/ PATIENT/ BEDSIDE/ SLING | 20120043 |  | P0127651 | 2017-03-20 | 2018-03-15 | 2012-07-25 | USD | 5129.31 | Active | UNM - Sandoval Regional Medical Center
Consignment | 1262659 | 15055 | Anesthesia | DRAEGER MEDICAL INC | D-VAPOR AUTOEXCLUSION | D-VAPOR AUTOEXCLUSION | ANESTHESIA UNIT VAPORIZERS |  |  | ASDB-0286 | 2017-06-24 | 2018-06-15 | 2012-07-25 | USD |  | Active | UNM - Sandoval Regional Medical Center
Consignment | 1262657 | 15055 | Anesthesia | DRAEGER MEDICAL INC | D-VAPOR AUTOEXCLUSION | D-VAPOR AUTOEXCLUSION | ANESTHESIA UNIT VAPORIZERS |  |  | ASDB-0289 | 2017-06-29 | 2018-06-15 | 2012-07-25 | USD |  | Active | UNM - Sandoval Regional Medical Center
Consignment | 1262658 | 15055 | Anesthesia | DRAEGER MEDICAL INC | D-VAPOR AUTOEXCLUSION | D-VAPOR AUTOEXCLUSION | ANESTHESIA UNIT VAPORIZERS |  |  | ASDB-0316 | 2017-06-24 | 2018-06-15 | 2012-07-25 | USD |  | Active | UNM - Sandoval Regional Medical Center
SRMC 000268 | 1230921 | 21015 | Emergency Department | ARJO HOSPITAL EQUIPMENT INC | TENOR (KHA1010-US) | TENOR (KHA1010-US) | LIFTS/ PATIENT TRANSFER | 20120043 |  | P0130074 | 2017-07-18 | 2018-01-15 | 2012-07-25 | USD | 8451.59 | Active | UNM - Sandoval Regional Medical Center
SRMC 001003 | 1231487 | 12120 | Medical/Cardiac ICU | STRYKER CORP | INTOUCH(FL 27) | INTOUCH(FL 27) | BEDS/ ELECTRIC | 20120029 |  | U50343 | 2017-04-24 | 2018-05-15 | 2012-07-25 | USD | 25759.36 | Active | UNM - Sandoval Regional Medical Center
SRMC 000100 | 1231490 | 12120 | Medical/Cardiac ICU | STRYKER CORP | INTOUCH(FL 27) | INTOUCH(FL 27) | BEDS/ ELECTRIC | 20120029 |  | U50338 | 2017-04-26 | 2018-05-15 | 2012-07-25 | USD | 25759.36 | Active | UNM - Sandoval Regional Medical Center
SRMC 000114 | 1231451 | 12120 | Medical/Cardiac ICU | STRYKER CORP | INTOUCH(FL 27) | INTOUCH(FL 27) | BEDS/ ELECTRIC | 20120029 |  | U50337 | 2017-04-24 | 2018-05-15 | 2012-07-25 | USD | 25759.36 | Active | UNM - Sandoval Regional Medical Center
SRMC 000126 | 1231484 | 12120 | Medical/Cardiac ICU | STRYKER CORP | INTOUCH(FL 27) | INTOUCH(FL 27) | BEDS/ ELECTRIC | 20120029 |  | U50340 | 2017-04-24 | 2018-05-15 | 2012-07-25 | USD | 25759.36 | Active | UNM - Sandoval Regional Medical Center
SRMC 000105 | 1231485 | 12120 | Medical/Cardiac ICU | STRYKER CORP | INTOUCH(FL 27) | INTOUCH(FL 27) | BEDS/ ELECTRIC | 20120029 |  | U50344 | 2017-04-26 | 2018-05-15 | 2012-07-25 | USD | 25759.37 | Active | UNM - Sandoval Regional Medical Center
SRMC 000117 | 1231486 | 12120 | Medical/Cardiac ICU | STRYKER CORP | INTOUCH(FL 27) | INTOUCH(FL 27) | BEDS/ ELECTRIC | 20120029 |  | U50339 | 2017-04-27 | 2018-05-15 | 2012-07-25 | USD | 25759.36 | Active | UNM - Sandoval Regional Medical Center
SRMC 000016 | 1231488 | 12120 | Medical/Cardiac ICU | STRYKER CORP | INTOUCH(FL 27) | INTOUCH(FL 27) | BEDS/ ELECTRIC | 20120029 |  | U50342 | 2017-05-10 | 2018-05-15 | 2012-07-25 | USD | 25759.36 | Active | UNM - Sandoval Regional Medical Center
SRMC 000097 | 1231489 | 12120 | Medical/Cardiac ICU | STRYKER CORP | INTOUCH(FL 27) | INTOUCH(FL 27) | BEDS/ ELECTRIC | 20120029 |  | U50346 | 2017-05-10 | 2018-05-15 | 2012-07-25 | USD | 25759.36 | Active | UNM - Sandoval Regional Medical Center
SRMC 000109 | 1231452 | 12120 | Medical/Cardiac ICU | STRYKER CORP | INTOUCH(FL 27) | INTOUCH(FL 27) | BEDS/ ELECTRIC | 20120029 |  | U50341 | 2016-05-11 | 2017-05-15 | 2012-07-25 | USD | 25759.37 | Active | UNM - Sandoval Regional Medical Center
SRMC 000048 | 1231453 | 12120 | Medical/Cardiac ICU | STRYKER CORP | INTOUCH(FL 27) | INTOUCH(FL 27) | BEDS/ ELECTRIC | 20120029 |  | U50345 | 2017-04-24 | 2018-05-15 | 2012-07-25 | USD | 25759.36 | Active | UNM - Sandoval Regional Medical Center
SRMC 000634 | 1231466 | 21015 | Emergency Department | BARTON MEDICAL | READY CARE LIFT | READY CARE LIFT | LIFTS/ PATIENT TRANSFER |  |  | RCLB-6002-B-0612-000 | 2017-01-16 | 2018-01-15 | 2012-07-25 | USD |  | Active | UNM - Sandoval Regional Medical Center
SRMC 000487 | 1230836 | 12220 | Med/Surg Subacute | ARJO HOSPITAL EQUIPMENT INC | SARA 3000 (HEA1002-US ) | SARA 3000 (HEA1002-U | SCALES/ PATIENT/ BEDSIDE/ SLING |  |  | HB26103 | 2017-02-27 | 2018-03-15 | 2012-07-25 | USD |  | Active | UNM - Sandoval Regional Medical Center
SMRC 000823 | 1230840 | 12220 | Med/Surg Subacute | BARTON MEDICAL | READY CARE LIFT | READY CARE LIFT | LIFTS/ PATIENT TRANSFER |  |  | RCLB-6002-B-06120002 | 2016-09-01 | 2017-09-15 | 2012-07-25 | USD |  | Active | UNM - Sandoval Regional Medical Center
SRMC 000062 | 1230842 | 12220 | Med/Surg Subacute | ARJO HOSPITAL EQUIPMENT INC | TENOR (KHA1010-US) | TENOR (KHA1010-US) | LIFTS/ PATIENT TRANSFER | 20120043 |  | P0125692 | 2017-02-27 | 2017-09-15 | 2012-07-25 | USD | 8451.59 | Active | UNM - Sandoval Regional Medical Center
SRMC 000484 | 1230841 | 12120 | Medical/Cardiac ICU | ARJO HOSPITAL EQUIPMENT INC | SARA 3000 (HEA1002-US ) | SARA 3000 (HEA1002-U | SCALES/ PATIENT/ BEDSIDE/ SLING | 20120043 |  | P0127648 | 2017-04-26 | 2018-05-15 | 2012-07-25 | USD | 5129.31 | Active | UNM - Sandoval Regional Medical Center
| 1231477 | 15000 | Operating Room | STRYKER CORP | VISION ELECT HDTV | VISION ELECT HDTV | MONITORS/ MEDICAL GRADE DISPLAY |  |  | 12F058254 | 2012-07-25 | 2012-07-15 | 2012-07-25 | USD |  | Active | UNM - Sandoval Regional Medical Center
| 1231481 | 15000 | Operating Room | STRYKER CORP | VISION ELECT HDTV | VISION ELECT HDTV | MONITORS/ MEDICAL GRADE DISPLAY |  |  | 12F065434 | 2012-07-25 | 2012-07-15 | 2012-07-25 | USD |  | Active | UNM - Sandoval Regional Medical Center
| 1230805 | 15000 | Operating Room | STRYKER CORP | VISION ELECT HDTV | VISION ELECT HDTV | MONITORS/ MEDICAL GRADE DISPLAY |  |  | 12F065404 | 2012-07-25 | 2012-07-15 | 2012-07-25 | USD |  | Active | UNM - Sandoval Regional Medical Center
| 1230812 | 15000 | Operating Room | STRYKER CORP | VISION ELECT HDTV | VISION ELECT HDTV | MONITORS/ MEDICAL GRADE DISPLAY |  |  | 12F057774 | 2012-07-25 | 2012-07-15 | 2012-07-25 | USD |  | Active | UNM - Sandoval Regional Medical Center
| 1230813 | 15000 | Operating Room | STRYKER CORP | VISION ELECT HDTV | VISION ELECT HDTV | MONITORS/ MEDICAL GRADE DISPLAY |  |  | 12F057784 | 2012-07-25 | 2012-07-15 | 2012-07-25 | USD |  | Active | UNM - Sandoval Regional Medical Center
| 1230817 | 15000 | Operating Room | STRYKER CORP | VISION ELECT HDTV | VISION ELECT HDTV | MONITORS/ MEDICAL GRADE DISPLAY |  |  | 12F057794 | 2012-07-25 | 2012-07-15 | 2012-07-25 | USD |  | Active | UNM - Sandoval Regional Medical Center
SRMC 001071 | 1230821 | 15000 | Operating Room | STRYKER CORP | NEPTUNE 2 DOCKING STATION | NEPTUNE 2 DOCKING STATION | WASTE-DISPOSAL UNITS |  |  | 1212103023 | 2017-06-15 | 2017-12-15 | 2012-07-24 | USD |  | Reactivated | UNM - Sandoval Regional Medical Center
SRMC 000664 | 1262664 | 15000 | Operating Room | INTEGRA LIFESCIENCES | MLX | MLX | LIGHT SOURCES | 20122080 |  | 12E00MLX8838 | 2017-02-06 | 2018-02-15 | 2012-07-19 | USD | 6317.78 | Active | UNM - Sandoval Regional Medical Center
SRMC 000663 | 1262665 | 15000 | Operating Room | INTEGRA LIFESCIENCES | MLX | MLX | LIGHT SOURCES | 20122080 |  | 12E00MLX8847 | 2017-02-06 | 2018-02-15 | 2012-07-19 | USD | 6548.63 | Active | UNM - Sandoval Regional Medical Center
CAP7550 | 1231440 | 34237 | Uro/Gyn Clinic | DETECTO SCALE COMPANY | PRODOC | PD300 | SCALES | 20123230 |  | P300010120214481 | 2016-09-13 | 2017-09-15 | 2012-07-17 | USD | 1328.18 | Active | UNM - Sandoval Regional Medical Center
CAP7751 | 1262552 | 32025 | Family Practice Clinic | CARDINAL SCALE MFG CO | 758C | 758C | SCALES/ PATIENT/ PLATFORM/ ELECTRONIC | 20123230 |  | E16012-0289 | 2016-09-13 | 2017-09-15 | 2012-07-16 | USD | 1328.18 | Active | UNM - Sandoval Regional Medical Center
SRMC 000089 | 1230794 | 71510 | Pulmonary Services | PHILIPS HEALTHCARE | V60 | V60 | VENTILATORS | 20120129 |  | 100065034 | 2017-04-22 | 2018-04-15 | 2012-07-16 | USD | 13084.92 | Active | UNM - Sandoval Regional Medical Center
SRMC 000001 | 1230797 | 71510 | Pulmonary Services | PHILIPS HEALTHCARE | V60 | V60 | VENTILATORS | 20120129 |  | 100063613 | 2017-04-22 | 2018-04-15 | 2012-07-16 | USD | 13084.92 | Active | UNM - Sandoval Regional Medical Center
SRMC 000091 | 1230798 | 71510 | Pulmonary Services | PHILIPS HEALTHCARE | V60 | V60 | VENTILATORS | 20120129 |  | 100065050 | 2017-04-20 | 2018-04-15 | 2012-07-16 | USD | 13084.92 | Active | UNM - Sandoval Regional Medical Center
SRMC 000092 | 1230799 | 71510 | Pulmonary Services | PHILIPS HEALTHCARE | V60 | V60 | VENTILATORS | 20120129 |  | 100064992 | 2017-04-20 | 2018-04-15 | 2012-07-16 | USD | 13084.92 | Active | UNM - Sandoval Regional Medical Center
CAP9296 | 1231499 | 71510 | Pulmonary Services | PRECISION MEDICAL INC | PM5300 | PM5300 | OXYGEN-AIR PROPORTIONERS |  |  | BL012949 | 2017-04-20 | 2018-04-15 | 2012-07-16 | USD |  | Active | UNM - Sandoval Regional Medical Center
SRMC 000222 | 1230795 | 71510 | Pulmonary Services | PHILIPS HEALTHCARE | V60 | V60 | VENTILATORS | 20120129 |  | 100063602 | 2017-04-22 | 2018-04-15 | 2012-07-16 | USD | 13084.92 | Active | UNM - Sandoval Regional Medical Center
CAP9278 | 1231498 | 71510 | Pulmonary Services | PRECISION MEDICAL INC | PM5300 | PM5300 | OXYGEN-AIR PROPORTIONERS |  |  | BL012948 | 2017-04-21 | 2018-04-15 | 2012-07-16 | USD |  | Reactivated | UNM - Sandoval Regional Medical Center
SRMC 000088 | 1230801 | 71510 | Pulmonary Services | PHILIPS HEALTHCARE | V60 | V60 | VENTILATORS | 20120129 |  | 100065045 | 2017-04-20 | 2018-04-15 | 2012-07-16 | USD | 13084.92 | Active | UNM - Sandoval Regional Medical Center
SRMC 000090 | 1230796 | 71510 | Pulmonary Services | PHILIPS HEALTHCARE | V60 | V60 | VENTILATORS | 20120129 |  | 100065036 | 2017-04-21 | 2018-04-15 | 2012-07-16 | USD | 13084.87 | Active | UNM - Sandoval Regional Medical Center
SRMC 000056 | 1230800 | 71510 | Pulmonary Services | PHILIPS HEALTHCARE | V60 | V60 | VENTILATORS | 20120129 |  | 100065152 | 2017-04-20 | 2018-04-15 | 2012-07-16 | USD | 13084.92 | Active | UNM - Sandoval Regional Medical Center
CAP9272 | 1230802 | 71510 | Pulmonary Services | PRECISION MEDICAL INC | PM5300 | PM5300 | OXYGEN-AIR PROPORTIONERS |  |  | BL012938 | 2017-04-21 | 2018-04-15 | 2012-07-16 | USD |  | Reactivated | UNM - Sandoval Regional Medical Center
CAP9295 | 1230803 | 71510 | Pulmonary Services | PRECISION MEDICAL INC | PM5300 | PM5300 | OXYGEN-AIR PROPORTIONERS |  |  | BL012939 | 2017-04-22 | 2018-04-15 | 2012-07-16 | USD |  | Active | UNM - Sandoval Regional Medical Center
CAP9297 | 1231497 | 71510 | Pulmonary Services | PRECISION MEDICAL INC | PM5300 | PM5300 | OXYGEN-AIR PROPORTIONERS |  |  | BL012944 | 2017-04-21 | 2018-04-15 | 2012-07-16 | USD |  | Reactivated | UNM - Sandoval Regional Medical Center
CAP9282 | 1262574 | 71510 | Pulmonary Services | PRECISION MEDICAL INC | PM5300 | PM5300 | OXYGEN-AIR PROPORTIONERS |  |  | BL012943 | 2017-04-21 | 2018-04-15 | 2012-07-16 | USD |  | Reactivated | UNM - Sandoval Regional Medical Center
CAP9276 | 1231496 | 71510 | Pulmonary Services | PRECISION MEDICAL INC | PM5300 | PM5300 | OXYGEN-AIR PROPORTIONERS |  |  | BL012945 | 2017-04-21 | 2018-04-15 | 2012-07-16 | USD |  | Reactivated | UNM - Sandoval Regional Medical Center
CAP9297 | 1231494 | 71510 | Pulmonary Services | PRECISION MEDICAL INC | PM5300 | PM5300 | OXYGEN-AIR PROPORTIONERS |  |  | BL012940 | 2017-04-22 | 2018-04-15 | 2012-07-16 | USD |  | Active | UNM - Sandoval Regional Medical Center
CAP9273 | 1230651 | 71510 | Pulmonary Services | PRECISION MEDICAL INC | PM5300 | PM5300 | OXYGEN-AIR PROPORTIONERS |  |  | BL012942 | 2017-04-21 | 2018-04-15 | 2012-07-16 | USD |  | Reactivated | UNM - Sandoval Regional Medical Center
CAP9294 | 1230652 | 71510 | Pulmonary Services | PRECISION MEDICAL INC | PM5300 | PM5300 | OXYGEN-AIR PROPORTIONERS |  |  | BL012947 | 2017-04-21 | 2018-04-15 | 2012-07-16 | USD |  | Active | UNM - Sandoval Regional Medical Center
CAP9279 | 1262513 | 71510 | Pulmonary Services | PRECISION MEDICAL INC | PM5300 | PM5300 | OXYGEN-AIR PROPORTIONERS |  |  | BL012941 | 2017-04-21 | 2018-04-15 | 2012-07-16 | USD |  | Reactivated | UNM - Sandoval Regional Medical Center
CAP9274 | 1230653 | 71510 | Pulmonary Services | PRECISION MEDICAL INC | PM5300 | PM5300 | OXYGEN-AIR PROPORTIONERS |  |  | BL012946 | 2016-11-15 | 2017-11-15 | 2012-07-16 | USD |  | Reactivated | UNM - Sandoval Regional Medical Center
SMRC 000809 | 1262565 | 12220 | Med/Surg Subacute | HEALTHCARE SERVICE AND SUPPLY | ALP 501 | 501 | COMPRESSION UNITS/ INTERMITTENT | 20120239 |  | 32030 | 2017-02-24 | 2018-03-15 | 2012-07-16 | USD | 1504.14 | Active | UNM - Sandoval Regional Medical Center
SMRC 000798 | 1262564 | 12220 | Med/Surg Subacute | HEALTHCARE SERVICE AND SUPPLY | ALP 501 | 501 | COMPRESSION UNITS/ INTERMITTENT | 20120239 |  | 32024 | 2017-02-24 | 2018-03-15 | 2012-07-16 | USD | 1504.14 | Active | UNM - Sandoval Regional Medical Center
SMRC 000771 | 1262570 | 12120 | Medical/Cardiac ICU | HEALTHCARE SERVICE AND SUPPLY | ALP 501 | 501 | COMPRESSION UNITS/ INTERMITTENT | 20120239 |  | 32019 | 2017-05-19 | 2018-05-15 | 2012-07-16 | USD | 1571.61 | Active | UNM - Sandoval Regional Medical Center
SRMC 001491 | 1262571 | 12120 | Medical/Cardiac ICU | HEALTHCARE SERVICE AND SUPPLY | ALP 501 | 501 | COMPRESSION UNITS/ INTERMITTENT | 20120239 |  | 32025 | 2017-05-19 | 2018-05-15 | 2012-07-16 | USD | 1504.14 | Active | UNM - Sandoval Regional Medical Center
SMRC 000789 | 1262569 | 12220 | Med/Surg Subacute | HEALTHCARE SERVICE AND SUPPLY | ALP 501 | 501 | COMPRESSION UNITS/ INTERMITTENT | 20120239 |  | 32020 | 2017-02-24 | 2018-03-15 | 2012-07-16 | USD | 1571.61 | Active | UNM - Sandoval Regional Medical Center
SRMC 000797 | 1262652 | 12220 | Med/Surg Subacute | HEALTHCARE SERVICE AND SUPPLY | ALP 501 | 501 | COMPRESSION UNITS/ INTERMITTENT | 20120239 |  | 32065 | 2016-02-27 | 2017-03-15 | 2012-07-16 | USD | 1504.15 | Active | UNM - Sandoval Regional Medical Center
SMRC 000796 | 1262554 | 12220 | Med/Surg Subacute | HEALTHCARE SERVICE AND SUPPLY | ALP 501 | 501 | COMPRESSION UNITS/ INTERMITTENT | 20120239 |  | 32063 | 2017-02-24 | 2018-03-15 | 2012-07-16 | USD | 1504.15 | Active | UNM - Sandoval Regional Medical Center
SMRC 000845 | 1262653 | 12120 | Medical/Cardiac ICU | HEALTHCARE SERVICE AND SUPPLY | ALP 501 | 501 | COMPRESSION UNITS/ INTERMITTENT | 20120239 |  | 32060 | 2017-05-22 | 2018-05-15 | 2012-07-16 | USD | 1504.15 | Active | UNM - Sandoval Regional Medical Center
SMRC 000795 | 1262651 | 12220 | Med/Surg Subacute | HEALTHCARE SERVICE AND SUPPLY | ALP 501 | 501 | COMPRESSION UNITS/ INTERMITTENT | 20120239 |  | 32057 | 2017-02-24 | 2018-03-15 | 2012-07-16 | USD | 1504.15 | Active | UNM - Sandoval Regional Medical Center
CAP9056 | 1262650 | 12220 | Med/Surg Subacute | HEALTHCARE SERVICE AND SUPPLY | ALP 501 | 501 | COMPRESSION UNITS/ INTERMITTENT | 20120239 |  | 32054 | 2017-02-24 | 2018-03-15 | 2012-07-16 | USD | 1504.15 | Active | UNM - Sandoval Regional Medical Center
CAP6061 | 1262561 | 12220 | Med/Surg Subacute | HEALTHCARE SERVICE AND SUPPLY | ALP 501 | 501 | COMPRESSION UNITS/ INTERMITTENT | 20120239 |  | 32040 | 2017-02-24 | 2018-03-15 | 2012-07-16 | USD | 1504.15 | Active | UNM - Sandoval Regional Medical Center
SRMC 000782 | 1262584 | 12220 | Med/Surg Subacute | HEALTHCARE SERVICE AND SUPPLY | ALP 501 | 501 | COMPRESSION UNITS/ INTERMITTENT | 20120239 |  | 32027 | 2017-02-24 | 2018-03-15 | 2012-07-16 | USD | 1504.14 | Active | UNM - Sandoval Regional Medical Center
ACN001499 | 1262573 | 15040 | PACU | HEALTHCARE SERVICE AND SUPPLY | ALP 501 | 501 | COMPRESSION UNITS/ INTERMITTENT | 20120239 |  | 32062 | 2016-10-02 | 2017-10-15 | 2012-07-16 | USD | 1504.15 | Active | UNM - Sandoval Regional Medical Center
CAP6966 | 1262572 | 15040 | PACU | HEALTHCARE SERVICE AND SUPPLY | ALP 501 | 501 | COMPRESSION UNITS/ INTERMITTENT | 20120239 |  | 32061 | 2016-10-05 | 2017-10-15 | 2012-07-16 | USD | 1504.15 | Active | UNM - Sandoval Regional Medical Center
SRMC000669 | 1262568 | 15040 | PACU | HEALTHCARE SERVICE AND SUPPLY | ALP 501 | 501 | COMPRESSION UNITS/ INTERMITTENT | 20120239 |  | 32022 | 2016-10-02 | 2017-10-15 | 2012-07-16 | USD | 1504.14 | Active | UNM - Sandoval Regional Medical Center
ACN001500 | 1262567 | 15040 | PACU | HEALTHCARE SERVICE AND SUPPLY | ALP 501 | 501 | COMPRESSION UNITS/ INTERMITTENT | 20120239 |  | 32038 | 2016-10-02 | 2017-10-15 | 2012-07-16 | USD | 1504.15 | Active | UNM - Sandoval Regional Medical Center
ACN001498 | 1262566 | 15040 | PACU | HEALTHCARE SERVICE AND SUPPLY | ALP 501 | 501 | COMPRESSION UNITS/ INTERMITTENT | 20120239 |  | 32084 | 2016-10-02 | 2017-10-15 | 2012-07-16 | USD | 1504.14 | Active | UNM - Sandoval Regional Medical Center
SMRC 000793 | 1262589 | 12220 | Med/Surg Subacute | HEALTHCARE SERVICE AND SUPPLY | ALP 501 | 501 | COMPRESSION UNITS/ INTERMITTENT | 20120239 |  | 32066 | 2017-02-24 | 2018-03-15 | 2012-07-16 | USD | 1504.15 | Active | UNM - Sandoval Regional Medical Center
CAP6072 | 1262562 | 12220 | Med/Surg Subacute | HEALTHCARE SERVICE AND SUPPLY | ALP 501 | 501 | COMPRESSION UNITS/ INTERMITTENT | 20120239 |  | 32039 | 2017-02-24 | 2018-03-15 | 2012-07-16 | USD | 1504.15 | Active | UNM - Sandoval Regional Medical Center
SRMC 000787 | 1262563 | 12220 | Med/Surg Subacute | HEALTHCARE SERVICE AND SUPPLY | ALP 501 | 501 | COMPRESSION UNITS/ INTERMITTENT | 20120239 |  | 32033 | 2017-02-24 | 2018-03-15 | 2012-07-16 | USD | 1504.14 | Active | UNM - Sandoval Regional Medical Center
SMRC 000792 | 1262648 | 12220 | Med/Surg Subacute | HEALTHCARE SERVICE AND SUPPLY | ALP 501 | 501 | COMPRESSION UNITS/ INTERMITTENT | 20120239 |  | 32037 | 2017-02-24 | 2018-03-15 | 2012-07-16 | USD | 1504.15 | Active | UNM - Sandoval Regional Medical Center
CAP6070 | 1262560 | 12220 | Med/Surg Subacute | HEALTHCARE SERVICE AND SUPPLY | ALP 501 | 501 | COMPRESSION UNITS/ INTERMITTENT | 20120239 |  | 32058 | 2017-02-24 | 2018-03-15 | 2012-07-16 | USD | 1504.15 | Active | UNM - Sandoval Regional Medical Center
SMRC 000769 | 1262555 | 12220 | Med/Surg Subacute | HEALTHCARE SERVICE AND SUPPLY | ALP 501 | 501 | COMPRESSION UNITS/ INTERMITTENT | 20120239 |  | 32064 | 2017-02-24 | 2018-03-15 | 2012-07-16 | USD | 1504.15 | Active | UNM - Sandoval Regional Medical Center
SMRC 000801 | 1262596 | 12120 | Medical/Cardiac ICU | HEALTHCARE SERVICE AND SUPPLY | ALP 501 | 501 | COMPRESSION UNITS/ INTERMITTENT | 20120239 |  | 32044 | 2017-04-25 | 2018-05-15 | 2012-07-16 | USD | 1504.15 | Active | UNM - Sandoval Regional Medical Center
SRMC 000666 | 1262647 | 15000 | Operating Room | HEALTHCARE SERVICE AND SUPPLY | ALP 501 | 501 | COMPRESSION UNITS/ INTERMITTENT | 20120239 |  | 32043 | 2017-02-06 | 2018-02-15 | 2012-07-16 | USD | 1504.15 | Active | UNM - Sandoval Regional Medical Center
CAP7283 | 1262646 | 12220 | Med/Surg Subacute | HEALTHCARE SERVICE AND SUPPLY | ALP 501 | 501 | COMPRESSION UNITS/ INTERMITTENT | 20120239 |  | 32032 | 2017-02-24 | 2018-03-15 | 2012-07-16 | USD | 1504.14 | Active | UNM - Sandoval Regional Medical Center
CAP6451 | 1262645 | 12220 | Med/Surg Subacute | HEALTHCARE SERVICE AND SUPPLY | ALP 501 | 501 | COMPRESSION UNITS/ INTERMITTENT | 20120239 |  | 32067 | 2017-02-24 | 2018-03-15 | 2012-07-16 | USD | 1504.15 | Active | UNM - Sandoval Regional Medical Center
SMRC 000794 | 1262649 | 12220 | Med/Surg Subacute | HEALTHCARE SERVICE AND SUPPLY | ALP 501 | 501 | COMPRESSION UNITS/ INTERMITTENT | 20120239 |  | 32050 | 2017-02-24 | 2018-03-15 | 2012-07-16 | USD | 1504.15 | Active | UNM - Sandoval Regional Medical Center
SRMC 000785 | 1262556 | 12220 | Med/Surg Subacute | HEALTHCARE SERVICE AND SUPPLY | ALP 501 | 501 | COMPRESSION UNITS/ INTERMITTENT | 20120239 |  | 32046 | 2017-02-24 | 2018-03-15 | 2012-07-16 | USD | 1504.15 | Active | UNM - Sandoval Regional Medical Center
SMRC 000783 | 1262585 | 12220 | Med/Surg Subacute | HEALTHCARE SERVICE AND SUPPLY | ALP 501 | 501 | COMPRESSION UNITS/ INTERMITTENT | 20120239 |  | 32068 | 2017-02-24 | 2018-03-15 | 2012-07-16 | USD | 1504.15 | Active | UNM - Sandoval Regional Medical Center
SRMC 000802 | 1262553 | 12220 | Med/Surg Subacute | HEALTHCARE SERVICE AND SUPPLY | ALP 501 | 501 | COMPRESSION UNITS/ INTERMITTENT | 20120239 |  | 32072 | 2017-02-24 | 2018-03-15 | 2012-07-16 | USD | 1504.15 | Active | UNM - Sandoval Regional Medical Center
SMRC 000848 | 1262559 | 12120 | Medical/Cardiac ICU | HEALTHCARE SERVICE AND SUPPLY | ALP 501 | 501 | COMPRESSION UNITS/ INTERMITTENT | 20120239 |  | 32059 | 2017-05-19 | 2018-05-15 | 2012-07-16 | USD | 1504.15 | Active | UNM - Sandoval Regional Medical Center
SRMC 000804 | 1262586 | 12220 | Med/Surg Subacute | HEALTHCARE SERVICE AND SUPPLY | ALP 501 | 501 | COMPRESSION UNITS/ INTERMITTENT | 20120239 |  | 32042 | 2017-02-24 | 2018-03-15 | 2012-07-16 | USD | 1504.15 | Active | UNM - Sandoval Regional Medical Center
SMRC 000847 | 1262587 | 12120 | Medical/Cardiac ICU | HEALTHCARE SERVICE AND SUPPLY | ALP 501 | 501 | COMPRESSION UNITS/ INTERMITTENT | 20120239 |  | 32075 | 2017-05-22 | 2018-05-15 | 2012-07-16 | USD | 1504.15 | Active | UNM - Sandoval Regional Medical Center
SMRC 000772 | 1262588 | 12220 | Med/Surg Subacute | HEALTHCARE SERVICE AND SUPPLY | ALP 501 | 501 | COMPRESSION UNITS/ INTERMITTENT | 20120239 |  | 32053 | 2017-02-24 | 2018-03-15 | 2012-07-16 | USD | 1504.15 | Active | UNM - Sandoval Regional Medical Center
SMRC 000806 | 1262590 | 12120 | Medical/Cardiac ICU | HEALTHCARE SERVICE AND SUPPLY | ALP 501 | 501 | COMPRESSION UNITS/ INTERMITTENT | 20120239 |  | 32052 | 2017-04-27 | 2018-05-15 | 2012-07-16 | USD | 1504.15 | Active | UNM - Sandoval Regional Medical Center
SMRC 000775 | 1262591 | 12220 | Med/Surg Subacute | HEALTHCARE SERVICE AND SUPPLY | ALP 501 | 501 | COMPRESSION UNITS/ INTERMITTENT | 20120239 |  | 32026 | 2017-02-24 | 2018-03-15 | 2012-07-16 | USD | 1504.14 | Active | UNM - Sandoval Regional Medical Center
SMRC 000774 | 1262592 | 12220 | Med/Surg Subacute | HEALTHCARE SERVICE AND SUPPLY | ALP 501 | 501 | COMPRESSION UNITS/ INTERMITTENT | 20120239 |  | 32036 | 2017-02-24 | 2018-03-15 | 2012-07-16 | USD | 1504.15 | Active | UNM - Sandoval Regional Medical Center
SMRC 000776 | 1262557 | 12220 | Med/Surg Subacute | HEALTHCARE SERVICE AND SUPPLY | ALP 501 | 501 | COMPRESSION UNITS/ INTERMITTENT | 20120239 |  | 32056 | 2017-02-24 | 2018-03-15 | 2012-07-16 | USD | 1504.15 | Active | UNM - Sandoval Regional Medical Center
CAP6060 | 1262598 | 12220 | Med/Surg Subacute | HEALTHCARE SERVICE AND SUPPLY | ALP 501 | 501 | COMPRESSION UNITS/ INTERMITTENT | 20120239 |  | 32017 | 2017-02-24 | 2018-03-15 | 2012-07-16 | USD | 1571.6 | Active | UNM - Sandoval Regional Medical Center
SRMC 000670 | 1231438 | 15000 | Operating Room | HEALTHCARE SERVICE AND SUPPLY | ALP 501 | 501 | COMPRESSION UNITS/ INTERMITTENT | 20120239 |  | 32013 | 2017-02-06 | 2018-02-15 | 2012-07-16 | USD | 1571.6 | Active | UNM - Sandoval Regional Medical Center
SMRC 000818 | 1262593 | 12220 | Med/Surg Subacute | HEALTHCARE SERVICE AND SUPPLY | ALP 501 | 501 | COMPRESSION UNITS/ INTERMITTENT | 20120239 |  | 32045 | 2017-02-24 | 2018-03-15 | 2012-07-16 | USD | 1504.15 | Active | UNM - Sandoval Regional Medical Center
CAP6066 | 1262594 | 12220 | Med/Surg Subacute | HEALTHCARE SERVICE AND SUPPLY | ALP 501 | 501 | COMPRESSION UNITS/ INTERMITTENT |  |  | 32047 | 2017-02-24 | 2018-03-15 | 2012-07-16 | USD | 0.1 | Active | UNM - Sandoval Regional Medical Center
SMRC 000780 | 1262597 | 12220 | Med/Surg Subacute | HEALTHCARE SERVICE AND SUPPLY | ALP 501 | 501 | COMPRESSION UNITS/ INTERMITTENT | 20120239 |  | 32041 | 2017-02-20 | 2018-03-15 | 2012-07-16 | USD | 1504.15 | Active | UNM - Sandoval Regional Medical Center
ACN001503 | 1262636 | 15040 | PACU | HEALTHCARE SERVICE AND SUPPLY | ALP 501 | 501 | COMPRESSION UNITS/ INTERMITTENT | 20120239 |  | 32069 | 2016-10-02 | 2017-10-15 | 2012-07-16 | USD | 1504.15 | Active | UNM - Sandoval Regional Medical Center
CAP9047 | 1262637 | 12220 | Med/Surg Subacute | HEALTHCARE SERVICE AND SUPPLY | ALP 501 | 501 | COMPRESSION UNITS/ INTERMITTENT | 20120239 |  | 32028 | 2017-02-24 | 2018-03-15 | 2012-07-16 | USD | 1504.14 | Active | UNM - Sandoval Regional Medical Center
SMRC 000845 | 1262640 | 12120 | Medical/Cardiac ICU | HEALTHCARE SERVICE AND SUPPLY | ALP 501 | 501 | COMPRESSION UNITS/ INTERMITTENT | 20120239 |  | 32021 | 2017-05-22 | 2018-05-15 | 2012-07-16 | USD | 1504.14 | Active | UNM - Sandoval Regional Medical Center
SMRC 000799 | 1262639 | 12220 | Med/Surg Subacute | HEALTHCARE SERVICE AND SUPPLY | ALP 501 | 501 | COMPRESSION UNITS/ INTERMITTENT | 20120239 |  | 32035 | 2017-02-24 | 2018-03-15 | 2012-07-16 | USD | 1504.14 | Active | UNM - Sandoval Regional Medical Center
SRMC 000773 | 1262634 | 12120 | Medical/Cardiac ICU | HEALTHCARE SERVICE AND SUPPLY | ALP 501 | 501 | COMPRESSION UNITS/ INTERMITTENT | 20120239 |  | 32076 | 2017-05-22 | 2018-05-15 | 2012-07-16 | USD | 1504.15 | Active | UNM - Sandoval Regional Medical Center
SMRC 000790 | 1262635 | 12220 | Med/Surg Subacute | HEALTHCARE SERVICE AND SUPPLY | ALP 501 | 501 | COMPRESSION UNITS/ INTERMITTENT | 20120239 |  | 32031 | 2017-02-24 | 2018-03-15 | 2012-07-16 | USD | 1504.14 | Active | UNM - Sandoval Regional Medical Center
CAP6242 | 1262641 | 12220 | Med/Surg Subacute | HEALTHCARE SERVICE AND SUPPLY | ALP 501 | 501 | COMPRESSION UNITS/ INTERMITTENT | 20120239 |  | 32074 | 2017-02-20 | 2018-03-15 | 2012-07-16 | USD | 1504.15 | Active | UNM - Sandoval Regional Medical Center
ACN001501 | 1262638 | 15040 | PACU | HEALTHCARE SERVICE AND SUPPLY | ALP 501 | 501 | COMPRESSION UNITS/ INTERMITTENT | 20120239 |  | 32073 | 2016-10-02 | 2017-10-15 | 2012-07-16 | USD | 1504.15 | Active | UNM - Sandoval Regional Medical Center
SRMC 000777 | 1231437 | 12220 | Med/Surg Subacute | HEALTHCARE SERVICE AND SUPPLY | ALP 501 | 501 | COMPRESSION UNITS/ INTERMITTENT | 20120239 |  | 32011 | 2017-02-24 | 2018-03-15 | 2012-07-16 | USD | 1571.6 | Active | UNM - Sandoval Regional Medical Center
SRMC 000665 | 1231439 | 15000 | Operating Room | HEALTHCARE SERVICE AND SUPPLY | ALP 501 | 501 | COMPRESSION UNITS/ INTERMITTENT | 20120239 |  | 32012 | 2017-02-06 | 2018-02-15 | 2012-07-16 | USD | 1571.6 | Active | UNM - Sandoval Regional Medical Center
CAP6178 | 1262642 | 12220 | Med/Surg Subacute | HEALTHCARE SERVICE AND SUPPLY | ALP 501 | 501 | COMPRESSION UNITS/ INTERMITTENT | 20120239 |  | 32051 | 2017-02-24 | 2018-03-15 | 2012-07-16 | USD | 1504.15 | Active | UNM - Sandoval Regional Medical Center
SMRC 000770 | 1262558 | 12220 | Med/Surg Subacute | HEALTHCARE SERVICE AND SUPPLY | ALP 501 | 501 | COMPRESSION UNITS/ INTERMITTENT | 20120239 |  | 32055 | 2017-02-24 | 2018-03-15 | 2012-07-16 | USD | 1504.15 | Active | UNM - Sandoval Regional Medical Center
SMRC 000807 | 1262644 | 12220 | Med/Surg Subacute | HEALTHCARE SERVICE AND SUPPLY | ALP 501 | 501 | COMPRESSION UNITS/ INTERMITTENT |  |  | 32023 | 2017-02-24 | 2018-03-15 | 2012-07-16 | USD | 0.1 | Active | UNM - Sandoval Regional Medical Center
SMRC 000788 | 1262599 | 12220 | Med/Surg Subacute | HEALTHCARE SERVICE AND SUPPLY | ALP 501 | 501 | COMPRESSION UNITS/ INTERMITTENT | 20120239 |  | 32070 | 2017-02-24 | 2018-03-15 | 2012-07-16 | USD | 1504.15 | Active | UNM - Sandoval Regional Medical Center
SRMC 000669 | 1262600 | 15000 | Operating Room | HEALTHCARE SERVICE AND SUPPLY | ALP 501 | 501 | COMPRESSION UNITS/ INTERMITTENT | 20120239 |  | 32018 | 2017-02-14 | 2018-02-15 | 2012-07-16 | USD | 1571.6 | Active | UNM - Sandoval Regional Medical Center
SMRC 000786 | 1262601 | 12220 | Med/Surg Subacute | HEALTHCARE SERVICE AND SUPPLY | ALP 501 | 501 | COMPRESSION UNITS/ INTERMITTENT | 20120239 |  | 32071 | 2017-02-24 | 2018-03-15 | 2012-07-16 | USD | 1504.15 | Active | UNM - Sandoval Regional Medical Center
SMRC 000791 | 1262602 | 12220 | Med/Surg Subacute | HEALTHCARE SERVICE AND SUPPLY | ALP 501 | 501 | COMPRESSION UNITS/ INTERMITTENT | 20120239 |  | 32029 | 2017-02-24 | 2018-03-15 | 2012-07-16 | USD | 1504.14 | Active | UNM - Sandoval Regional Medical Center
SMRC 000781 | 1262603 | 12220 | Med/Surg Subacute | HEALTHCARE SERVICE AND SUPPLY | ALP 501 | 501 | COMPRESSION UNITS/ INTERMITTENT | 20120239 |  | 32049 | 2017-02-24 | 2018-03-15 | 2012-07-16 | USD | 1504.15 | Active | UNM - Sandoval Regional Medical Center
SRMC 000668 | 1231434 | 15000 | Operating Room | HEALTHCARE SERVICE AND SUPPLY | ALP 501 | 501 | COMPRESSION UNITS/ INTERMITTENT | 20120239 |  | 32016 | 2017-02-14 | 2018-02-15 | 2012-07-16 | USD | 1571.6 | Active | UNM - Sandoval Regional Medical Center
SMRC 000779 | 1231435 | 12220 | Med/Surg Subacute | HEALTHCARE SERVICE AND SUPPLY | ALP 501 | 501 | COMPRESSION UNITS/ INTERMITTENT | 20120239 |  | 32014 | 2017-02-24 | 2018-03-15 | 2012-07-16 | USD | 1571.6 | Active | UNM - Sandoval Regional Medical Center
SRMC 000667 | 1231436 | 15000 | Operating Room | HEALTHCARE SERVICE AND SUPPLY | ALP 501 | 501 | COMPRESSION UNITS/ INTERMITTENT | 20120239 |  | 32015 | 2017-02-06 | 2018-02-15 | 2012-07-16 | USD | 1571.6 | Active | UNM - Sandoval Regional Medical Center
ACN001502 | 1262595 | 15040 | PACU | HEALTHCARE SERVICE AND SUPPLY | ALP 501 | 501 | COMPRESSION UNITS/ INTERMITTENT | 20120239 |  | 32048 | 2016-10-02 | 2017-10-15 | 2012-07-16 | USD | 1504.15 | Active | UNM - Sandoval Regional Medical Center
SRMC 000641 | 1230950 | 21015 | Emergency Department | CARDINAL SCALE MFG CO | 758C | 758C | SCALES/ PATIENT/ PLATFORM/ ELECTRONIC |  |  | E16012-0285 | 2017-01-20 | 2018-01-15 | 2012-07-16 | USD |  | Active | UNM - Sandoval Regional Medical Center
CAP9275 | 1231495 | 71510 | Pulmonary Services | PRECISION MEDICAL INC | PM5300 | PM5300 | OXYGEN-AIR PROPORTIONERS |  |  | BL012937 | 2017-04-21 | 2018-04-15 | 2012-07-16 | USD |  | Reactivated | UNM - Sandoval Regional Medical Center
SRMC 001279 | 1262834 | 32025 | Family Practice Clinic | SIEMENS HEALTHCARE | DCA VANTAGE | DCA VANTAGE | ANALYZERS/ POINT-OF-CARE/ WHOLE BLOOD/ GLUCOSE |  |  | S027960 | 2016-09-15 | 2016-09-15 | 2012-07-15 | USD |  | Active | UNM - Sandoval Regional Medical Center
SRMC 001017 | 1262545 | 15000 | Operating Room | STRYKER CORP | SMARTPUMP DUAL | 5920011000 | TOURNIQUETS/ PNEUMATIC/ AUTOMATIC ROTATING | 20120029 |  | 1213603953 | 2017-02-19 | 2018-02-15 | 2012-07-12 | USD | 9766.14 | Active | UNM - Sandoval Regional Medical Center
SRMC 001018 | 1262546 | 15000 | Operating Room | STRYKER CORP | SMARTPUMP DUAL | 5920011000 | TOURNIQUETS/ PNEUMATIC/ AUTOMATIC ROTATING | 20120029 |  | 1214506393 | 2017-02-19 | 2018-02-15 | 2012-07-12 | USD | 9766.14 | Active | UNM - Sandoval Regional Medical Center
SRMC 001227 | 1262547 | 15000 | Operating Room | STRYKER CORP | SMARTPUMP DUAL | 5920011000 | TOURNIQUETS/ PNEUMATIC/ AUTOMATIC ROTATING | 20120029 |  | 1212113353 | 2017-02-19 | 2018-02-15 | 2012-07-12 | USD | 9766.14 | Active | UNM - Sandoval Regional Medical Center
SRMC 001016 | 1262549 | 15000 | Operating Room | STRYKER CORP | SMARTPUMP DUAL | 5920011000 | TOURNIQUETS/ PNEUMATIC/ AUTOMATIC ROTATING | 20120029 |  | 1214506433 | 2017-02-19 | 2018-02-15 | 2012-07-12 | USD | 9766.13 | Active | UNM - Sandoval Regional Medical Center
| 1262550 | 15000 | Operating Room | STRYKER CORP | WISE 26" HDTV | 0240030970 | MONITORS/ VIDEO |  |  | VHW262B0241 | 2012-09-21 | 2012-07-15 | 2012-07-12 | USD |  | Active | UNM - Sandoval Regional Medical Center
SRMC 000211 | 1230644 | 15055 | Anesthesia | HAEMONETICS CORP | CELLSAVER ELITE | CELLSAVER ELITE | AUTOTRANSFUSION UNITS/ BLOOD PROCESSING | 20122058 |  | 12F201 | 2017-02-19 | 2018-02-15 | 2012-07-12 | USD | 20538.64 | Active | UNM - Sandoval Regional Medical Center
SRMC 000621 | 1262738 | 15000 | Operating Room | INTUITIVE SURGICAL INC | DA VINCI SI HD | DA VINCI SI HD | ROBOTIC SURGICAL SYSTEMS | 20123136 |  | SH1360 | 2017-03-28 | 2017-10-15 | 2012-07-12 | USD |  | Active | UNM - Sandoval Regional Medical Center
SMRC 000709 | 1230649 | 15055 | Anesthesia | SMITHS MEDICAL | HOTLINE 3 (HL-390) | HL-390 | WARMING UNITS/ BLOOD/SOLUTION |  |  | S101E00390 | 2017-02-06 | 2018-02-15 | 2012-07-10 | USD |  | Active | UNM - Sandoval Regional Medical Center
SMRC 000710 | 1230650 | 15055 | Anesthesia | SMITHS MEDICAL | HOTLINE 3 (HL-390) | HL-390 | WARMING UNITS/ BLOOD/SOLUTION |  |  | S101E00391 | 2017-02-06 | 2018-02-15 | 2012-07-10 | USD |  | Reactivated | UNM - Sandoval Regional Medical Center
SMRC 000712 | 1262520 | 15055 | Anesthesia | B BRAUN MEDICAL INC | STIMUPLEX HNS 12 | MD1109 | STIMULATORS/ELECTRICAL/PERIPHERAL NERVE/ANALGESIC |  |  | 16.0778 | 2017-02-13 | 2018-02-15 | 2012-07-10 | USD |  | Active | UNM - Sandoval Regional Medical Center
CAP9635 | 1230633 | 12220 | Med/Surg Subacute | TYCO HEALTHCARE GROUP | GENIUS II | GENIUS II | THERMOMETERS/ ELECTRONIC/ INFRARED/ EAR |  |  | N12523313 | 2012-08-21 | 2012-08-15 | 2012-07-06 | USD |  | Active | UNM - Sandoval Regional Medical Center
CAP9637 | 1262526 | 12220 | Med/Surg Subacute | TYCO HEALTHCARE GROUP | GENIUS II | GENIUS II | THERMOMETERS/ ELECTRONIC/ INFRARED/ EAR |  |  | N12523238 | 2012-09-14 | 2012-08-15 | 2012-07-06 | USD |  | Active | UNM - Sandoval Regional Medical Center
CAP8626 | 1230613 | 21015 | Emergency Department | TYCO HEALTHCARE GROUP | GENIUS II | GENIUS II | THERMOMETERS/ ELECTRONIC/ INFRARED/ EAR | 20120241 |  | N12523320 | 2012-08-15 | 2012-08-15 | 2012-07-06 | USD | 630 | Active | UNM - Sandoval Regional Medical Center
CAP8622 | 1230616 | 60100 | Psychiatry | TYCO HEALTHCARE GROUP | GENIUS II | GENIUS II | THERMOMETERS/ ELECTRONIC/ INFRARED/ EAR | 20120241 |  | N12523326 | 2012-09-13 | 2012-09-15 | 2012-07-06 | USD | 630 | Active | UNM - Sandoval Regional Medical Center
CAP8609 | 1230618 | 21015 | Emergency Department | TYCO HEALTHCARE GROUP | GENIUS II | GENIUS II | THERMOMETERS/ ELECTRONIC/ INFRARED/ EAR | 20120241 |  | N12523171 | 2012-08-15 | 2012-08-15 | 2012-07-06 | USD | 630 | Active | UNM - Sandoval Regional Medical Center
CAP8618 | 1230621 | 12220 | Med/Surg Subacute | TYCO HEALTHCARE GROUP | GENIUS II | GENIUS II | THERMOMETERS/ ELECTRONIC/ INFRARED/ EAR | 20120241 |  | N12523195 | 2012-08-21 | 2012-08-15 | 2012-07-06 | USD | 630 | Active | UNM - Sandoval Regional Medical Center
CAP8625 | 1230624 | 12120 | Medical/Cardiac ICU | TYCO HEALTHCARE GROUP | GENIUS II | GENIUS II | THERMOMETERS/ ELECTRONIC/ INFRARED/ EAR | 20120241 |  | N12523157 | 2012-08-14 | 2012-08-15 | 2012-07-06 | USD | 630 | Active | UNM - Sandoval Regional Medical Center
CAP8616 | 1230625 | 12220 | Med/Surg Subacute | TYCO HEALTHCARE GROUP | GENIUS II | GENIUS II | THERMOMETERS/ ELECTRONIC/ INFRARED/ EAR | 20120241 |  | N12523190 | 2012-08-21 | 2012-08-15 | 2012-07-06 | USD | 630 | Active | UNM - Sandoval Regional Medical Center
CAP8613 | 1230629 | 34025 | Cardiology Clinic | TYCO HEALTHCARE GROUP | GENIUS II | GENIUS II | THERMOMETERS/ ELECTRONIC/ INFRARED/ EAR | 20120241 |  | N12523322 | 2012-08-21 | 2012-08-15 | 2012-07-06 | USD | 630 | Active | UNM - Sandoval Regional Medical Center
CAP9477 | 1263235 | 21015 | Emergency Department | TYCO HEALTHCARE GROUP | GENIUS II | GENIUS II | THERMOMETERS/ ELECTRONIC/ INFRARED/ EAR | 20120241 |  | N12523315 | 2012-08-21 | 2012-08-15 | 2012-07-06 | USD | 360 | Active | UNM - Sandoval Regional Medical Center
| 1230632 | 12120 | Medical/Cardiac ICU | TYCO HEALTHCARE GROUP | GENIUS II | GENIUS II | THERMOMETERS/ ELECTRONIC/ INFRARED/ EAR | 20120241 |  | N12523205 | 2012-08-21 | 2012-08-15 | 2012-07-06 | USD | 630 | Active | UNM - Sandoval Regional Medical Center
CAP8611 | 1230634 | 21015 | Emergency Department | TYCO HEALTHCARE GROUP | GENIUS II | GENIUS II | THERMOMETERS/ ELECTRONIC/ INFRARED/ EAR | 20120241 |  | N12523314 | 2012-08-15 | 2012-08-15 | 2012-07-06 | USD | 630 | Active | UNM - Sandoval Regional Medical Center
CAP8646 | 1262713 | 12220 | Med/Surg Subacute | TYCO HEALTHCARE GROUP | GENIUS II | GENIUS II | THERMOMETERS/ ELECTRONIC/ INFRARED/ EAR | 20120241 |  | N12523309 | 2012-08-15 | 2017-05-15 | 2012-07-06 | USD | 630 | Reactivated | UNM - Sandoval Regional Medical Center
CAP8652 | 1262537 | 12120 | Medical/Cardiac ICU | TYCO HEALTHCARE GROUP | GENIUS II | GENIUS II | THERMOMETERS/ ELECTRONIC/ INFRARED/ EAR | 20120241 |  | N12523196 | 2012-08-21 | 2012-08-15 | 2012-07-06 | USD | 630 | Active | UNM - Sandoval Regional Medical Center
CAP9636 | 1230643 | 21015 | Emergency Department | TYCO HEALTHCARE GROUP | GENIUS II | GENIUS II | THERMOMETERS/ ELECTRONIC/ INFRARED/ EAR |  |  | N12523209 | 2012-08-21 | 2017-05-15 | 2012-07-06 | USD |  | Reactivated | UNM - Sandoval Regional Medical Center
CAP8651 | 1262535 | 12220 | Med/Surg Subacute | TYCO HEALTHCARE GROUP | GENIUS II | GENIUS II | THERMOMETERS/ ELECTRONIC/ INFRARED/ EAR | 20120241 |  | N12523145 | 2012-08-21 | 2012-08-15 | 2012-07-06 | USD | 630 | Active | UNM - Sandoval Regional Medical Center
CAP8620 | 1230640 | 12220 | Med/Surg Subacute | TYCO HEALTHCARE GROUP | GENIUS II | GENIUS II | THERMOMETERS/ ELECTRONIC/ INFRARED/ EAR | 20120241 |  | N12523160 | 2012-09-13 | 2012-09-15 | 2012-07-06 | USD | 630 | Active | UNM - Sandoval Regional Medical Center
CAP8621 | 1262534 | 12220 | Med/Surg Subacute | TYCO HEALTHCARE GROUP | GENIUS II | GENIUS II | THERMOMETERS/ ELECTRONIC/ INFRARED/ EAR | 20120241 |  | N12523214 | 2012-09-13 | 2012-09-15 | 2012-07-06 | USD | 630 | Active | UNM - Sandoval Regional Medical Center
CAP8985 | 1230642 | 12220 | Med/Surg Subacute | TYCO HEALTHCARE GROUP | GENIUS II | GENIUS II | THERMOMETERS/ ELECTRONIC/ INFRARED/ EAR | 20120241 |  | N12523295 | 2012-08-21 | 2012-08-15 | 2012-07-06 | USD | 630 | Active | UNM - Sandoval Regional Medical Center
CAP8619 | 1230636 | 12220 | Med/Surg Subacute | TYCO HEALTHCARE GROUP | GENIUS II | GENIUS II | THERMOMETERS/ ELECTRONIC/ INFRARED/ EAR | 20120241 |  | N12523317 | 2012-09-13 | 2012-09-15 | 2012-07-06 | USD | 630 | Active | UNM - Sandoval Regional Medical Center
CAP8615 | 1230639 | 12220 | Med/Surg Subacute | TYCO HEALTHCARE GROUP | GENIUS II | GENIUS II | THERMOMETERS/ ELECTRONIC/ INFRARED/ EAR | 20120241 |  | N12523311 | 2012-08-15 | 2017-05-15 | 2012-07-06 | USD | 630 | Reactivated | UNM - Sandoval Regional Medical Center
CAP9345 | 1230589 | 15010 | Sterile Processing | STERIS CORP | VERIFY 3082 | 3082 | INCUBATORS/ TEST TUBE |  |  | 12249362 | 2017-06-14 | 2018-06-15 | 2012-07-06 | USD |  | Active | UNM - Sandoval Regional Medical Center
CAP8659 | 1262490 | 71510 | Pulmonary Services | SMITHS MEDICAL PM INC | CAPNOCHECK II (8400) | CAPNOCHECK II (8400) | CAPNOGRAPHS | 20120240 |  | 4028091 | 2017-04-22 | 2017-10-15 | 2012-07-06 | USD | 2291.75 | Reactivated | UNM - Sandoval Regional Medical Center
CAP7286 | 1262470 | 12120 | Medical/Cardiac ICU | MEDTRONIC INC | KANGAROO EPUMP | KANGAROO EPUMP | PUMPS/ ENTERAL FEEDING | 20120241 |  | C1171625 | 2017-04-27 | 2018-05-15 | 2012-07-06 | USD |  | Active | UNM - Sandoval Regional Medical Center
CAP7276 | 1262469 | 12120 | Medical/Cardiac ICU | MEDTRONIC INC | KANGAROO EPUMP | KANGAROO EPUMP | PUMPS/ ENTERAL FEEDING | 20120241 |  | C1171664 | 2017-04-27 | 2018-05-15 | 2012-07-06 | USD | 1400 | Active | UNM - Sandoval Regional Medical Center
CAP6233 | 1262472 | 12120 | Medical/Cardiac ICU | MEDTRONIC INC | KANGAROO EPUMP | KANGAROO EPUMP | PUMPS/ ENTERAL FEEDING | 20120241 |  | C1172189 | 2017-04-27 | 2018-05-15 | 2012-07-06 | USD | 1400 | Active | UNM - Sandoval Regional Medical Center
CAP7569 | 1262471 | 12120 | Medical/Cardiac ICU | MEDTRONIC INC | KANGAROO EPUMP | KANGAROO EPUMP | PUMPS/ ENTERAL FEEDING | 20120241 |  | C1172184 | 2017-04-27 | 2018-05-15 | 2012-07-06 | USD | 1400 | Active | UNM - Sandoval Regional Medical Center
CAP7281 | 1262468 | 12120 | Medical/Cardiac ICU | MEDTRONIC INC | KANGAROO EPUMP | KANGAROO EPUMP | PUMPS/ ENTERAL FEEDING | 20120241 |  | C1171591 | 2017-04-27 | 2018-05-15 | 2012-07-06 | USD | 1400 | Active | UNM - Sandoval Regional Medical Center
CAP6419 | 1262473 | 12120 | Medical/Cardiac ICU | MEDTRONIC INC | KANGAROO EPUMP | KANGAROO EPUMP | PUMPS/ ENTERAL FEEDING | 20120241 |  | C1171654 | 2017-04-27 | 2018-05-15 | 2012-07-06 | USD | 1400 | Active | UNM - Sandoval Regional Medical Center
CAP6159 | 1262467 | 12120 | Medical/Cardiac ICU | MEDTRONIC INC | KANGAROO EPUMP | KANGAROO EPUMP | PUMPS/ ENTERAL FEEDING | 20120241 |  | C1171612 | 2017-04-27 | 2018-05-15 | 2012-07-06 | USD | 1400 | Active | UNM - Sandoval Regional Medical Center
CAP7284 | 1262474 | 12120 | Medical/Cardiac ICU | MEDTRONIC INC | KANGAROO EPUMP | KANGAROO EPUMP | PUMPS/ ENTERAL FEEDING | 20120241 |  | C1171595 | 2017-04-27 | 2018-05-15 | 2012-07-06 | USD | 1400 | Active | UNM - Sandoval Regional Medical Center
CAP7238 | 1262475 | 12120 | Medical/Cardiac ICU | MEDTRONIC INC | KANGAROO EPUMP | KANGAROO EPUMP | PUMPS/ ENTERAL FEEDING | 20120241 |  | C1171623 | 2017-04-27 | 2018-05-15 | 2012-07-06 | USD | 1400 | Active | UNM - Sandoval Regional Medical Center
CAP7881 | 1262466 | 12120 | Medical/Cardiac ICU | MEDTRONIC INC | KANGAROO EPUMP | KANGAROO EPUMP | PUMPS/ ENTERAL FEEDING | 20120241 |  | C1171227 | 2017-04-27 | 2018-05-15 | 2012-07-06 | USD | 1400 | Active | UNM - Sandoval Regional Medical Center
CAP7257 | 1262477 | 12120 | Medical/Cardiac ICU | MEDTRONIC INC | KANGAROO EPUMP | KANGAROO EPUMP | PUMPS/ ENTERAL FEEDING | 20120241 |  | C1172269 | 2017-04-27 | 2018-05-15 | 2012-07-06 | USD |  | Active | UNM - Sandoval Regional Medical Center
CAP7285 | 1262481 | 12120 | Medical/Cardiac ICU | MEDTRONIC INC | KANGAROO EPUMP | KANGAROO EPUMP | PUMPS/ ENTERAL FEEDING | 20120241 |  | C1172264 | 2017-04-27 | 2018-05-15 | 2012-07-06 | USD | 1400 | Active | UNM - Sandoval Regional Medical Center
CAP9342 | 1230555 | 34237 | Uro/Gyn Clinic | VERATHON INC | BLADDERSCAN (BVI-3000) | BLADDERSCAN (BVI-3000) | SCANNING SYSTEMS/ULTRASONIC/DIAGNOSTIC (BIOMED) | 20120091 |  | B3103565 | 2016-09-28 | 2017-09-15 | 2012-07-06 | USD | 8495 | Active | UNM - Sandoval Regional Medical Center
CAP7277 | 1262479 | 12120 | Medical/Cardiac ICU | MEDTRONIC INC | KANGAROO EPUMP | KANGAROO EPUMP | PUMPS/ ENTERAL FEEDING | 20120241 |  | C1172182 | 2017-04-27 | 2018-05-15 | 2012-07-06 | USD | 1400 | Active | UNM - Sandoval Regional Medical Center
CAP7280 | 1262476 | 12120 | Medical/Cardiac ICU | MEDTRONIC INC | KANGAROO EPUMP | KANGAROO EPUMP | PUMPS/ ENTERAL FEEDING | 20120241 |  | C1172183 | 2017-04-27 | 2018-05-15 | 2012-07-06 | USD | 1400 | Active | UNM - Sandoval Regional Medical Center
CAP7269 | 1262478 | 12120 | Medical/Cardiac ICU | MEDTRONIC INC | KANGAROO EPUMP | KANGAROO EPUMP | PUMPS/ ENTERAL FEEDING | 20120241 |  | C1172191 | 2017-04-27 | 2018-05-15 | 2012-07-06 | USD | 1400 | Active | UNM - Sandoval Regional Medical Center
CAP6232 | 1262480 | 12120 | Medical/Cardiac ICU | MEDTRONIC INC | KANGAROO EPUMP | KANGAROO EPUMP | PUMPS/ ENTERAL FEEDING | 20120241 |  | C1171645 | 2017-04-27 | 2018-05-15 | 2012-07-06 | USD | 1400 | Active | UNM - Sandoval Regional Medical Center
SRMC 000166 | 1230554 | 15040 | PACU | VERATHON INC | BLADDERSCAN (BVI-3000) | BLADDERSCAN (BVI-3000) | SCANNING SYSTEMS/ULTRASONIC/DIAGNOSTIC (BIOMED) | 20120091 |  | B3103566 | 2016-11-09 | 2017-10-15 | 2012-07-06 | USD | 8495 | Active | UNM - Sandoval Regional Medical Center
SRMC 000210 | 1262492 | 15055 | Anesthesia | BELMONT | FMS2000 RAPID INFUSER | FMS2000 RAPID INFUSER | LAVAGE UNITS/ SURGICAL | 20120174 |  | 2012012809 | 2017-02-06 | 2018-02-15 | 2012-07-06 | USD | 22623.06 | Active | UNM - Sandoval Regional Medical Center
CAP8660 | 1262484 | 71510 | Pulmonary Services | SMITHS MEDICAL PM INC | CAPNOCHECK II (8400) | CAPNOCHECK II (8400) | CAPNOGRAPHS | 20120240 |  | 4028095 | 2017-04-22 | 2017-10-15 | 2012-07-06 | USD | 2291.75 | Reactivated | UNM - Sandoval Regional Medical Center
CAP8661 | 1262485 | 71510 | Pulmonary Services | SMITHS MEDICAL PM INC | CAPNOCHECK II (8400) | CAPNOCHECK II (8400) | CAPNOGRAPHS | 20120240 |  | 4028097 | 2017-04-22 | 2017-10-15 | 2012-07-06 | USD | 2291.75 | Reactivated | UNM - Sandoval Regional Medical Center
CAP8662 | 1262486 | 71510 | Pulmonary Services | SMITHS MEDICAL PM INC | CAPNOCHECK II (8400) | CAPNOCHECK II (8400) | CAPNOGRAPHS | 20120240 |  | 4028094 | 2017-04-22 | 2017-10-15 | 2012-07-06 | USD | 2291.75 | Reactivated | UNM - Sandoval Regional Medical Center
CAP8664 | 1262487 | 71510 | Pulmonary Services | SMITHS MEDICAL PM INC | CAPNOCHECK II (8400) | CAPNOCHECK II (8400) | CAPNOGRAPHS | 20120240 |  | 4028093 | 2017-04-22 | 2017-10-15 | 2012-07-06 | USD | 2291.75 | Reactivated | UNM - Sandoval Regional Medical Center
CAP8665 | 1262488 | 71510 | Pulmonary Services | SMITHS MEDICAL PM INC | CAPNOCHECK II (8400) | CAPNOCHECK II (8400) | CAPNOGRAPHS | 20120240 |  | 4028092 | 2017-04-22 | 2017-10-15 | 2012-07-06 | USD | 2291.75 | Reactivated | UNM - Sandoval Regional Medical Center
CAP8663 | 1262489 | 71510 | Pulmonary Services | SMITHS MEDICAL PM INC | CAPNOCHECK II (8400) | CAPNOCHECK II (8400) | CAPNOGRAPHS | 20120240 |  | 4028096 | 2017-04-22 | 2017-10-15 | 2012-07-06 | USD | 2291.75 | Reactivated | UNM - Sandoval Regional Medical Center
SRMC 000564 | 1230546 | 21015 | Emergency Department | SSCOR INC | 2310V | 2310V | ASPIRATORS | M20122094 |  | D00987 | 2017-01-18 | 2018-01-15 | 2012-07-06 | USD | 736.2 | Active | UNM - Sandoval Regional Medical Center
CAP7228 | 1230550 | 12120 | Medical/Cardiac ICU | SSCOR INC | 2310V | 2310V | ASPIRATORS | M20122094 |  | D01001 | 2017-05-12 | 2018-05-15 | 2012-07-06 | USD | 736.2 | Active | UNM - Sandoval Regional Medical Center
CAP7868 | 1230523 | 34000 | Medical Specialties | PHILIPS HEALTHCARE | HEARTSTART FR3 | HEARTSTART FR3 | DEFIBRILLATORS/ EXTERNAL/ AUTOMATED | 20120117 |  | C12F-00357 | 2012-07-19 | 2012-07-15 | 2012-07-06 | USD | 2812.96 | Active | UNM - Sandoval Regional Medical Center
CAP8793 | 1230524 | 34520 | Ortho/Surgery Clinic | PHILIPS HEALTHCARE | HEARTSTART FR3 | HEARTSTART FR3 | DEFIBRILLATORS/ EXTERNAL/ AUTOMATED | 20120117 |  | C12F-00612 | 2012-07-19 | 2012-07-15 | 2012-07-06 | USD | 2812.96 | Active | UNM - Sandoval Regional Medical Center
CAP7869 | 1230525 | 32025 | Family Practice Clinic | PHILIPS HEALTHCARE | HEARTSTART FR3 | HEARTSTART FR3 | DEFIBRILLATORS/ EXTERNAL/ AUTOMATED | 20120117 |  | C12F-00619 | 2012-09-06 | 2012-07-15 | 2012-07-06 | USD | 2812.96 | Active | UNM - Sandoval Regional Medical Center
CAP7165 | 1230526 | 76010 | Rehabilitation Services | PHILIPS HEALTHCARE | HEARTSTART FR3 | HEARTSTART FR3 | DEFIBRILLATORS/ EXTERNAL/ AUTOMATED | 20120117 |  | C12F-00439 | 2012-08-21 | 2012-07-15 | 2012-07-06 | USD | 2812.96 | Active | UNM - Sandoval Regional Medical Center
CAP8794 | 1230527 | 80040 | Security | PHILIPS HEALTHCARE | HEARTSTART FR3 | HEARTSTART FR3 | DEFIBRILLATORS/ EXTERNAL/ AUTOMATED | 20120117 |  | C12F-00442 | 2012-08-20 | 2012-07-15 | 2012-07-06 | USD | 2812.95 | Active | UNM - Sandoval Regional Medical Center
CAP7393 | 1230535 | 15000 | Operating Room | SSCOR INC | 2310V | 2310V | ASPIRATORS | M20122094 |  | D01002 | 2016-10-01 | 2017-10-15 | 2012-07-06 | USD | 736.2 | Active | UNM - Sandoval Regional Medical Center
CAP7863 | 1230528 | 95700 | Clinical Engineering | SSCOR INC | 2310V | 2310V | ASPIRATORS | M20122094 |  | D01006 | 2016-10-21 | 2017-11-15 | 2012-07-06 | USD | 736.2 | Active | UNM - Sandoval Regional Medical Center
SMRC 000836 | 1230529 | 12220 | Med/Surg Subacute | SSCOR INC | 2310V | 2310V | ASPIRATORS | M20122094 |  | D01000 | 2017-03-20 | 2018-03-15 | 2012-07-06 | USD | 736.2 | Active | UNM - Sandoval Regional Medical Center
CAP9319 | 1230530 | 95700 | Clinical Engineering | SSCOR INC | 2310V | 2310V | ASPIRATORS | 10119040 |  | D00992 | 2016-10-21 | 2017-11-15 | 2012-07-06 | USD |  | Active | UNM - Sandoval Regional Medical Center
SRMC 000563 | 1230547 | 21015 | Emergency Department | SSCOR INC | 2310V | 2310V | ASPIRATORS | M20122094 |  | D00997 | 2016-12-29 | 2018-01-15 | 2012-07-06 | USD | 736.2 | Active | UNM - Sandoval Regional Medical Center
SMRC 000841 | 1230531 | 12220 | Med/Surg Subacute | SSCOR INC | 2310V | 2310V | ASPIRATORS | M20122094 |  | D00998 | 2017-03-20 | 2018-03-15 | 2012-07-06 | USD | 736.2 | Active | UNM - Sandoval Regional Medical Center
SRMC 000582 | 1230532 | 95700 | Clinical Engineering | SSCOR INC | 2310V | 2310V | ASPIRATORS | M20122094 |  | D00999 | 2016-10-21 | 2017-11-15 | 2012-07-06 | USD | 736.2 | Active | UNM - Sandoval Regional Medical Center
SRMC 001276 | 1230533 | 95700 | Clinical Engineering | SSCOR INC | 2310V | 2310V | ASPIRATORS | M20122094 |  | D01005 | 2016-10-21 | 2017-11-15 | 2012-07-06 | USD | 736.2 | Active | UNM - Sandoval Regional Medical Center
SMRC 000830 | 1230545 | 12220 | Med/Surg Subacute | SSCOR INC | 2310V | 2310V | ASPIRATORS | M20122094 |  | D00991 | 2017-03-06 | 2018-03-15 | 2012-07-06 | USD | 736.2 | Active | UNM - Sandoval Regional Medical Center
ACN001507 | 1230534 | 15040 | PACU | SSCOR INC | 2310V | 2310V | ASPIRATORS | M20122094 |  | D01003 | 2016-10-01 | 2017-10-15 | 2012-07-06 | USD | 736.2 | Active | UNM - Sandoval Regional Medical Center
SRMC 000566 | 1230536 | 75000 | Radiology - General | SSCOR INC | 2310V | 2310V | ASPIRATORS | M20122094 |  | D01004 | 2017-01-20 | 2018-01-15 | 2012-07-06 | USD | 736.2 | Active | UNM - Sandoval Regional Medical Center
SRMC 000562 | 1230537 | 21015 | Emergency Department | SSCOR INC | 2310V | 2310V | ASPIRATORS | 10119040 |  | D00995 | 2016-12-29 | 2018-01-15 | 2012-07-06 | USD |  | Active | UNM - Sandoval Regional Medical Center
SMRC 000824 | 1230539 | 12220 | Med/Surg Subacute | SSCOR INC | 2310V | 2310V | ASPIRATORS | M20122094 |  | D00990 | 2017-03-06 | 2018-03-15 | 2012-07-06 | USD | 736.2 | Active | UNM - Sandoval Regional Medical Center
SRMC 000565 | 1230540 | 75045 | Radiology - Nuclear Med | SSCOR INC | 2310V | 2310V | ASPIRATORS | M20122094 |  | D00989 | 2017-01-20 | 2018-01-15 | 2012-07-06 | USD | 736.2 | Active | UNM - Sandoval Regional Medical Center
SRMC 000581 | 1230541 | 95700 | Clinical Engineering | SSCOR INC | 2310V | 2310V | ASPIRATORS | M20122094 |  | D00988 | 2016-10-21 | 2017-11-15 | 2012-07-06 | USD | 736.2 | Active | UNM - Sandoval Regional Medical Center
CAP9320 | 1230542 | 95700 | Clinical Engineering | SSCOR INC | 2310V | 2310V | ASPIRATORS | 10119040 |  | D00996 | 2016-10-21 | 2017-11-15 | 2012-07-06 | USD |  | Active | UNM - Sandoval Regional Medical Center
SRMC 000580 | 1230543 | 95700 | Clinical Engineering | SSCOR INC | 2310V | 2310V | ASPIRATORS | M20122094 |  | D00994 | 2016-10-21 | 2017-11-15 | 2012-07-06 | USD | 736.2 | Active | UNM - Sandoval Regional Medical Center
CAP7862 | 1230544 | 95700 | Clinical Engineering | SSCOR INC | 2310V | 2310V | ASPIRATORS | M20122094 |  | D00962 | 2016-10-21 | 2017-11-15 | 2012-07-06 | USD | 736.2 | Active | UNM - Sandoval Regional Medical Center
SRMC 000576 | 1230548 | 60100 | Psychiatry | SSCOR INC | 2310V | 2310V | ASPIRATORS | M20122094 |  | D01007 | 2017-01-23 | 2018-01-15 | 2012-07-06 | USD | 736.2 | Active | UNM - Sandoval Regional Medical Center
ACN001506 | 1230549 | 15000 | Operating Room | SSCOR INC | 2310V | 2310V | ASPIRATORS | M20122094 |  | D01008 | 2016-10-01 | 2017-10-15 | 2012-07-06 | USD | 736.2 | Active | UNM - Sandoval Regional Medical Center
SRMC 000352 | 1262518 | 76010 | Rehabilitation Services | TRUE FITNESS | TCS550 | TCS550 | TREADMILLS | 20120147 |  | 11-TCS550906 | 2016-09-08 | 2017-09-15 | 2012-07-06 | USD | 5396.15 | Active | UNM - Sandoval Regional Medical Center
CAP9328 | 1263166 | 21015 | Emergency Department | TYCO HEALTHCARE GROUP | GENIUS II | GENIUS II | THERMOMETERS/ ELECTRONIC/ INFRARED/ EAR |  |  | N14509239 | 2014-05-20 | 2014-05-15 | 2012-07-06 | USD |  | Active | UNM - Sandoval Regional Medical Center
CAP9607 | 1262720 | 12220 | Med/Surg Subacute | TYCO HEALTHCARE GROUP | GENIUS II | GENIUS II | THERMOMETERS/ ELECTRONIC/ INFRARED/ EAR |  |  | N14579824 | 2015-03-11 | 2015-03-15 | 2012-07-06 | USD |  | Active | UNM - Sandoval Regional Medical Center
Consignment | 1262539 | 15055 | Anesthesia | DRAEGER MEDICAL INC | D-VAPOR AUTOEXCLUSION | D-VAPOR AUTOEXCLUSION | ANESTHESIA UNIT VAPORIZERS |  |  | ASDB-0320 | 2017-06-29 | 2018-06-15 | 2012-07-05 | USD |  | Active | UNM - Sandoval Regional Medical Center
Consignment | 1262538 | 15055 | Anesthesia | DRAEGER MEDICAL INC | D-VAPOR AUTOEXCLUSION | D-VAPOR AUTOEXCLUSION | ANESTHESIA UNIT VAPORIZERS |  |  | ASDB-0292 | 2017-06-24 | 2018-06-15 | 2012-07-05 | USD |  | Active | UNM - Sandoval Regional Medical Center
Consignment | 1230557 | 15055 | Anesthesia | DRAEGER MEDICAL INC | VAPOR 2000 (M35054-11) SEVOFLURANE | VAPOR 2000 (M35054-1 | ANESTHESIA UNIT VAPORIZERS |  |  | ARXF-2242 | 2017-06-29 | 2018-06-15 | 2012-07-05 | USD |  | Active | UNM - Sandoval Regional Medical Center
Consignment | 1230558 | 15055 | Anesthesia | DRAEGER MEDICAL INC | VAPOR 2000 (M35054-11) SEVOFLURANE | VAPOR 2000 (M35054-1 | ANESTHESIA UNIT VAPORIZERS |  |  | ARYJ-1784 | 2017-06-24 | 2018-06-15 | 2012-07-05 | USD |  | Active | UNM - Sandoval Regional Medical Center
Consignment | 1230559 | 15055 | Anesthesia | DRAEGER MEDICAL INC | VAPOR 2000 (M35054-11) SEVOFLURANE | VAPOR 2000 (M35054-1 | ANESTHESIA UNIT VAPORIZERS |  |  | ARYF-1496 | 2017-06-29 | 2018-06-15 | 2012-07-05 | USD |  | Active | UNM - Sandoval Regional Medical Center
Consignment | 1230560 | 15055 | Anesthesia | DRAEGER MEDICAL INC | VAPOR 2000 (M35054-11) SEVOFLURANE | VAPOR 2000 (M35054-1 | ANESTHESIA UNIT VAPORIZERS |  |  | ARWN-0234 | 2017-06-24 | 2018-06-15 | 2012-07-05 | USD |  | Active | UNM - Sandoval Regional Medical Center
SRMC 000631 | 1262491 | 21015 | Emergency Department | HAAG-STREIT INTERNATIONAL | BC900 | BC900 | SLIT LAMPS |  |  | 20041661105 | 2012-09-13 | 2012-07-15 | 2012-07-05 | USD |  | Active | UNM - Sandoval Regional Medical Center
SRMC 000646 | 1262429 | 21015 | Emergency Department | 3M HEALTH CARE | BAIR HUGGER | 775 | WARMING UNITS/ PATIENT/ FORCED-AIR |  |  | 30060 | 2017-07-20 | 2018-01-15 | 2012-07-05 | USD |  | Active | UNM - Sandoval Regional Medical Center
CAP9366 | 1262428 | 12120 | Medical/Cardiac ICU | 3M HEALTH CARE | BAIR HUGGER | 775 | WARMING UNITS/ PATIENT/ FORCED-AIR |  |  | 30061 | 2017-05-18 | 2017-11-15 | 2012-07-05 | USD |  | Active | UNM - Sandoval Regional Medical Center
SRMC 001282 | 1262424 | 15055 | Anesthesia | HEMOCUE INC | HB 201 DM | HB 201 DM | ANALYZERS/ POINT-OF-CARE/ WHOLE BLOOD/ HEMATOLOGY/ HEMOGLOBIN |  |  | 1204621029 | 2012-09-14 | 2013-09-15 | 2012-07-02 | USD |  | Active | UNM - Sandoval Regional Medical Center
SRMC 000236 | 1262500 | 21015 | Emergency Department | SONOSITE INC | EDGE | P15000-11 | SCANNING SYSTEMS/ ULTRASONIC/ PORTABLE | 20120171 |  | 03PTQ2 | 2012-08-14 | 2012-07-15 | 2012-07-02 | USD | 54464.6 | Active | UNM - Sandoval Regional Medical Center
CAP9468 | 1262502 | 76010 | Rehabilitation Services | CHATTANOOGA GROUP DIV ENCORE MEDICAL CORP | M-4 | 2502 | HYDROCOLLATORS |  |  | T2087C | 2016-09-08 | 2017-09-15 | 2012-07-02 | USD |  | Active | UNM - Sandoval Regional Medical Center
CAP9465 | 1262503 | 76010 | Rehabilitation Services | SAMMONS PRESTON ROLYAN AN ABILITY ONE CO | PR-1501 | PR-1501 | BATHS/ WATER |  |  | 12113334 | 2016-09-08 | 2017-09-15 | 2012-07-02 | USD |  | Active | UNM - Sandoval Regional Medical Center
CAP9463 | 1262514 | 76010 | Rehabilitation Services | CHATTANOOGA GROUP DIV ENCORE MEDICAL CORP | INTELECT LEGEND XT (2760) | INTELECT LEGEND XT ( | ULTRASOUND THERAPY SYSTEMS/ PHYSICAL THERAPY |  |  | T5284 | 2016-09-13 | 2017-09-15 | 2012-07-02 | USD |  | Active | UNM - Sandoval Regional Medical Center
| 1230584 | 15000 | Operating Room | STRYKER CORP | WISE 26" HDTV | 0240030970 | MONITORS/ VIDEO |  |  | VHW262B0250 | 2012-08-31 | 2012-07-15 | 2012-07-02 | USD |  | Active | UNM - Sandoval Regional Medical Center
CAP8176 | 1230568 | 15000 | Operating Room | INTUITIVE SURGICAL INC | VS3000 | 380990-04 | VIDEO IMAGE PROCESSORS | 20123136 |  | 295249 | 2012-09-18 | 2012-07-15 | 2012-07-02 | USD |  | Active | UNM - Sandoval Regional Medical Center
SRMC 001042 | 1230567 | 15000 | Operating Room | INTUITIVE SURGICAL INC | DA VINCI SM3000 | 372273-06 | SIMULATORS | 20123136 |  | 294924 | 2012-09-18 | 2012-07-15 | 2012-07-02 | USD | 1697000 | Active | UNM - Sandoval Regional Medical Center
SRMC 000741 | 1230564 | 15000 | Operating Room | STRYKER CORP | PNEUMO SURE XL | 0620.040.610 | INSUFFLATORS | 20120029 |  | 1205CE476 | 2017-02-06 | 2018-02-15 | 2012-07-02 | USD | 72160.46 | Active | UNM - Sandoval Regional Medical Center
| 1230566 | 15000 | Operating Room | STRYKER CORP | 1288 HD | 1288 HD | VIDEO IMAGE PROCESSORS/ ENDOSCOPIC |  |  | 12F014324 |  | 2012-07-15 | 2012-07-02 | USD |  | Active | UNM - Sandoval Regional Medical Center
SRMC 000742 | 1230565 | 15000 | Operating Room | STRYKER CORP | L9000 | 0220.210.000 | LIGHT SOURCES |  |  | 12F039814 | 2017-02-06 | 2018-02-15 | 2012-07-02 | USD |  | Reactivated | UNM - Sandoval Regional Medical Center
| 1230562 | 15000 | Operating Room | STRYKER CORP | WISE 26" HDTV | 0240030970 | MONITORS/ VIDEO |  |  | VHW1262D0414 | 2012-09-04 | 2012-07-15 | 2012-07-02 | USD |  | Active | UNM - Sandoval Regional Medical Center
| 1230563 | 15000 | Operating Room | STRYKER CORP | WISE 26" HDTV | 0240030970 | MONITORS/ VIDEO |  |  | VHW1262B0245 | 2012-09-04 | 2012-07-15 | 2012-07-02 | USD |  | Active | UNM - Sandoval Regional Medical Center
| 1230580 | 15000 | Operating Room | STRYKER CORP | WISE 26" HDTV | 0240030970 | MONITORS/ VIDEO |  |  | VHW262B0264 | 2012-09-04 | 2012-07-15 | 2012-07-02 | USD |  | Active | UNM - Sandoval Regional Medical Center
SRMC 001094 | 1230581 | 15000 | Operating Room | STRYKER CORP | WISE 26" HDTV | 0240030970 | MONITORS/ VIDEO |  |  | VHW262B0242 | 2012-09-04 | 2012-07-15 | 2012-07-02 | USD |  | Active | UNM - Sandoval Regional Medical Center
SRMC 001093 | 1230582 | 15000 | Operating Room | STRYKER CORP | WISE 26" HDTV | 0240030970 | MONITORS/ VIDEO |  |  | VHW262B0258 | 2012-08-31 | 2012-07-15 | 2012-07-02 | USD |  | Active | UNM - Sandoval Regional Medical Center
| 1230583 | 15000 | Operating Room | STRYKER CORP | WISE 26" HDTV | 0240030970 | MONITORS/ VIDEO |  |  | VHW262B0259 | 2012-08-31 | 2012-07-15 | 2012-07-02 | USD |  | Active | UNM - Sandoval Regional Medical Center
| 1262412 | 15000 | Operating Room | STRYKER CORP | WISE | WISE | VIDEO IMAGE PROCESSORS |  |  | 12E035824 | 2012-08-15 | 2012-07-15 | 2012-07-02 | USD |  | Active | UNM - Sandoval Regional Medical Center
SRMC 000294 | 1262383 | 34025 | Cardiology Clinic | GE HEALTHCARE | MAC5500 HD | 2026609-005 | ELECTROCARDIOGRAPHS/ MULTICHANNEL | 20120093 |  | SGM12182552PA | 2017-01-24 | 2018-01-15 | 2012-06-28 | USD | 13640.9 | Active | UNM - Sandoval Regional Medical Center
SRMC 000238 | 1262384 | 21015 | Emergency Department | GE HEALTHCARE | MAC5500 HD | 2026609-005 | ELECTROCARDIOGRAPHS/ MULTICHANNEL | 20120093 |  | SGM12182481PA | 2016-12-29 | 2018-01-15 | 2012-06-28 | USD | 13640.9 | Active | UNM - Sandoval Regional Medical Center
SRMC 000081 | 1262386 | 34025 | Cardiology Clinic | GE HEALTHCARE | MAC5500 HD | 2026609-005 | ELECTROCARDIOGRAPHS/ MULTICHANNEL | 20120093 |  | SGM12172459PA | 2017-04-21 | 2018-04-15 | 2012-06-28 | USD | 13640.9 | Active | UNM - Sandoval Regional Medical Center
SRMC 000124 | 1262385 | 34025 | Cardiology Clinic | GE HEALTHCARE | MAC5500 HD | 2026609-005 | ELECTROCARDIOGRAPHS/ MULTICHANNEL | 20120093 |  | SGM12182497PA | 2017-04-21 | 2018-04-15 | 2012-06-28 | USD | 13640.9 | Active | UNM - Sandoval Regional Medical Center
SRMC 000419 | 1262387 | 34025 | Cardiology Clinic | GE HEALTHCARE | MAC5500 HD | 2026609-005 | ELECTROCARDIOGRAPHS/ MULTICHANNEL | 20120093 |  | SGM12182494PA | 2017-04-21 | 2018-04-15 | 2012-06-28 | USD | 13640.9 | Active | UNM - Sandoval Regional Medical Center
SRMC 000445 | 1262388 | 34025 | Cardiology Clinic | GE HEALTHCARE | MAC5500 HD | 2026609-005 | ELECTROCARDIOGRAPHS/ MULTICHANNEL | 20120093 |  | SGM12182493PA | 2017-04-21 | 2018-04-15 | 2012-06-28 | USD | 13640.9 | Active | UNM - Sandoval Regional Medical Center
| 1262402 | 21015 | Emergency Department | EXERGEN CORP | TAT-5000 | TAT-5000 | THERMOMETERS/ ELECTRONIC/ INFRARED |  |  | A293458 | 2012-08-24 | 2012-06-15 | 2012-06-28 | USD |  | Active | UNM - Sandoval Regional Medical Center
| 1262400 | 12120 | Medical/Cardiac ICU | EXERGEN CORP | TAT-5000 | TAT-5000 | THERMOMETERS/ ELECTRONIC/ INFRARED |  |  | A293943 | 2012-08-23 | 2012-06-15 | 2012-06-28 | USD |  | Active | UNM - Sandoval Regional Medical Center
| 1262389 | 21015 | Emergency Department | EXERGEN CORP | TAT-5000 | TAT-5000 | THERMOMETERS/ ELECTRONIC/ INFRARED |  |  | A294608 | 2012-08-24 | 2012-06-15 | 2012-06-28 | USD |  | Active | UNM - Sandoval Regional Medical Center
| 1262392 | 21015 | Emergency Department | EXERGEN CORP | TAT-5000 | TAT-5000 | THERMOMETERS/ ELECTRONIC/ INFRARED |  |  | A294785 | 2012-08-24 | 2012-06-15 | 2012-06-28 | USD |  | Active | UNM - Sandoval Regional Medical Center
| 1262390 | 21015 | Emergency Department | EXERGEN CORP | TAT-5000 | TAT-5000 | THERMOMETERS/ ELECTRONIC/ INFRARED |  |  | A293633 | 2012-08-24 | 2012-06-15 | 2012-06-28 | USD |  | Active | UNM - Sandoval Regional Medical Center
| 1262391 | 15040 | PACU | EXERGEN CORP | TAT-5000 | TAT-5000 | THERMOMETERS/ ELECTRONIC/ INFRARED |  |  | A291767 | 2012-09-21 | 2012-06-15 | 2012-06-28 | USD |  | Active | UNM - Sandoval Regional Medical Center
| 1262393 | 12120 | Medical/Cardiac ICU | EXERGEN CORP | TAT-5000 | TAT-5000 | THERMOMETERS/ ELECTRONIC/ INFRARED |  |  | A293470 | 2012-06-28 | 2012-06-15 | 2012-06-28 | USD |  | Active | UNM - Sandoval Regional Medical Center
| 1262394 | 15040 | PACU | EXERGEN CORP | TAT-5000 | TAT-5000 | THERMOMETERS/ ELECTRONIC/ INFRARED |  |  | A294910 | 2012-08-24 | 2012-06-15 | 2012-06-28 | USD |  | Active | UNM - Sandoval Regional Medical Center
| 1262395 | 21015 | Emergency Department | EXERGEN CORP | TAT-5000 | TAT-5000 | THERMOMETERS/ ELECTRONIC/ INFRARED |  |  | A293598 | 2012-08-24 | 2012-06-15 | 2012-06-28 | USD |  | Active | UNM - Sandoval Regional Medical Center
| 1262398 | 34000 | Medical Specialties | EXERGEN CORP | TAT-5000 | TAT-5000 | THERMOMETERS/ ELECTRONIC/ INFRARED |  |  | A294846 | 2012-08-24 | 2012-08-15 | 2012-06-28 | USD |  | Active | UNM - Sandoval Regional Medical Center
| 1262396 | 34520 | Ortho/Surgery Clinic | EXERGEN CORP | TAT-5000 | TAT-5000 | THERMOMETERS/ ELECTRONIC/ INFRARED |  |  | A291040 | 2012-08-23 | 2012-08-15 | 2012-06-28 | USD |  | Active | UNM - Sandoval Regional Medical Center
| 1262397 | 34237 | Uro/Gyn Clinic | EXERGEN CORP | TAT-5000 | TAT-5000 | THERMOMETERS/ ELECTRONIC/ INFRARED |  |  | A293454 | 2012-08-23 | 2012-06-15 | 2012-06-28 | USD |  | Active | UNM - Sandoval Regional Medical Center
| 1262399 | 34000 | Medical Specialties | EXERGEN CORP | TAT-5000 | TAT-5000 | THERMOMETERS/ ELECTRONIC/ INFRARED |  |  | A293527 | 2012-08-23 | 2012-06-15 | 2012-06-28 | USD |  | Active | UNM - Sandoval Regional Medical Center
| 1262401 | 12120 | Medical/Cardiac ICU | EXERGEN CORP | TAT-5000 | TAT-5000 | THERMOMETERS/ ELECTRONIC/ INFRARED |  |  | A293548 | 2012-08-23 | 2012-06-15 | 2012-06-28 | USD |  | Active | UNM - Sandoval Regional Medical Center
SMRC 000679 | 1262372 | 15055 | Anesthesia | MEDFUSION INC | 3500 | 3500 | INFUSION PUMPS | 20120066 |  | M 96442 | 2017-03-01 | 2018-02-15 | 2012-06-28 | USD | 3025 | Active | UNM - Sandoval Regional Medical Center
SMRC 000683 | 1262347 | 15055 | Anesthesia | MEDFUSION INC | 3500 | 3500 | INFUSION PUMPS | 20120066 |  | M 96443 | 2017-05-09 | 2018-02-15 | 2012-06-28 | USD | 3025 | Active | UNM - Sandoval Regional Medical Center
SMRC 000690 | 1262374 | 15055 | Anesthesia | MEDFUSION INC | 3500 | 3500 | INFUSION PUMPS | 20120066 |  | M 95963 | 2017-02-14 | 2018-02-15 | 2012-06-28 | USD | 3025 | Active | UNM - Sandoval Regional Medical Center
SMRC 000696 | 1262375 | 15055 | Anesthesia | MEDFUSION INC | 3500 | 3500 | INFUSION PUMPS | 20120066 |  | M 96448 | 2017-02-12 | 2018-02-15 | 2012-06-28 | USD | 3025 | Active | UNM - Sandoval Regional Medical Center
SMRC 000697 | 1262369 | 15055 | Anesthesia | MEDFUSION INC | 3500 | 3500 | INFUSION PUMPS | 20120066 |  | M 95960 | 2017-02-14 | 2018-02-15 | 2012-06-28 | USD | 3025 | Active | UNM - Sandoval Regional Medical Center
SMRC 000682 | 1262376 | 15055 | Anesthesia | MEDFUSION INC | 3500 | 3500 | INFUSION PUMPS | 20120066 |  | M 96109 | 2017-02-12 | 2018-02-15 | 2012-06-28 | USD | 3025 | Active | UNM - Sandoval Regional Medical Center
SMRC 000694 | 1262370 | 15055 | Anesthesia | MEDFUSION INC | 3500 | 3500 | INFUSION PUMPS | 20120066 |  | M 96120 | 2017-02-12 | 2018-02-15 | 2012-06-28 | USD | 3025 | Reactivated | UNM - Sandoval Regional Medical Center
SMRC 000695 | 1262371 | 15055 | Anesthesia | MEDFUSION INC | 3500 | 3500 | INFUSION PUMPS | 20120066 |  | M 96103 | 2017-02-12 | 2018-02-15 | 2012-06-28 | USD | 3025 | Active | UNM - Sandoval Regional Medical Center
SMRC 000686 | 1262377 | 15055 | Anesthesia | MEDFUSION INC | 3500 | 3500 | INFUSION PUMPS |  |  | M 96446 | 2017-02-12 | 2018-02-15 | 2012-06-28 | USD |  | Active | UNM - Sandoval Regional Medical Center
SMRC 000693 | 1262378 | 15055 | Anesthesia | MEDFUSION INC | 3500 | 3500 | INFUSION PUMPS | 20120066 |  | M 96444 | 2017-02-12 | 2018-02-15 | 2012-06-28 | USD | 3025 | Active | UNM - Sandoval Regional Medical Center
SMRC 000817 | 1262379 | 15055 | Anesthesia | MEDFUSION INC | 3500 | 3500 | INFUSION PUMPS | 20120066 |  | M 96445 | 2017-02-12 | 2018-02-15 | 2012-06-28 | USD | 3025 | Active | UNM - Sandoval Regional Medical Center
SRMC 000654 | 1262373 | 75045 | Radiology - Nuclear Med | MEDFUSION INC | 3500 | 3500 | INFUSION PUMPS |  |  | M 96447 | 2017-01-24 | 2018-01-15 | 2012-06-28 | USD |  | Active | UNM - Sandoval Regional Medical Center
SRMC 001666 | 1262894 | 12120 | Medical/Cardiac ICU | EXERGEN CORP | TAT-5000 | TAT-5000 | THERMOMETERS/ ELECTRONIC/ INFRARED |  |  | A625743 | 2017-04-11 | 2017-04-15 | 2012-06-28 | USD |  | Active | UNM - Sandoval Regional Medical Center
CAP7310 | 1262335 | 15055 | Anesthesia | SMITHS MEDICAL MD INC | CADD-SOLIS | CADD-SOLIS | INFUSION PUMPS/ PATIENT-CONTROLLED ANALGESIC | 20120066 |  | 1025143 | 2016-11-17 | 2017-11-15 | 2012-06-27 | USD | 3015 | Active | UNM - Sandoval Regional Medical Center
CAP7200 | 1262316 | 15055 | Anesthesia | SMITHS MEDICAL MD INC | CADD-SOLIS | CADD-SOLIS | INFUSION PUMPS/ PATIENT-CONTROLLED ANALGESIC | 20120066 |  | 1025117 | 2016-10-28 | 2017-11-15 | 2012-06-27 | USD | 3015 | Active | UNM - Sandoval Regional Medical Center
CAP9063 | 1262310 | 15055 | Anesthesia | SMITHS MEDICAL MD INC | CADD-SOLIS | CADD-SOLIS | INFUSION PUMPS/ PATIENT-CONTROLLED ANALGESIC | 20120066 |  | 1025129 | 2016-11-29 | 2017-11-15 | 2012-06-27 | USD | 3015 | Reactivated | UNM - Sandoval Regional Medical Center
CAP7035 | 1262284 | 15055 | Anesthesia | SMITHS MEDICAL MD INC | CADD-SOLIS | CADD-SOLIS | INFUSION PUMPS/ PATIENT-CONTROLLED ANALGESIC | 20120066 |  | 1025104 | 2016-11-17 | 2017-11-15 | 2012-06-27 | USD | 3015 | Active | UNM - Sandoval Regional Medical Center
CAP7037 | 1262315 | 15055 | Anesthesia | SMITHS MEDICAL MD INC | CADD-SOLIS | CADD-SOLIS | INFUSION PUMPS/ PATIENT-CONTROLLED ANALGESIC |  |  | 1025109 | 2016-11-17 | 2017-11-15 | 2012-06-27 | USD |  | Active | UNM - Sandoval Regional Medical Center
CAP7875 | 1262285 | 15055 | Anesthesia | SMITHS MEDICAL MD INC | CADD-SOLIS | CADD-SOLIS | INFUSION PUMPS/ PATIENT-CONTROLLED ANALGESIC | 20120066 |  | 1025102 | 2016-11-15 | 2017-11-15 | 2012-06-27 | USD | 3015 | Active | UNM - Sandoval Regional Medical Center
CAP8841 | 1262286 | 15055 | Anesthesia | SMITHS MEDICAL MD INC | CADD-SOLIS | CADD-SOLIS | INFUSION PUMPS/ PATIENT-CONTROLLED ANALGESIC | 20120066 |  | 1025101 | 2017-03-22 | 2017-11-15 | 2012-06-27 | USD | 3015 | Reactivated | UNM - Sandoval Regional Medical Center
CAP9067 | 1262287 | 15055 | Anesthesia | SMITHS MEDICAL MD INC | CADD-SOLIS | CADD-SOLIS | INFUSION PUMPS/ PATIENT-CONTROLLED ANALGESIC | 20120066 |  | 1025103 | 2016-11-17 | 2017-11-15 | 2012-06-27 | USD | 3015 | Active | UNM - Sandoval Regional Medical Center
CAP7202 | 1262302 | 15055 | Anesthesia | SMITHS MEDICAL MD INC | CADD-SOLIS | CADD-SOLIS | INFUSION PUMPS/ PATIENT-CONTROLLED ANALGESIC | 20120066 |  | 1025155 | 2016-11-17 | 2017-11-15 | 2012-06-27 | USD | 3015 | Active | UNM - Sandoval Regional Medical Center
CAP7221 | 1262291 | 15055 | Anesthesia | SMITHS MEDICAL MD INC | CADD-SOLIS | CADD-SOLIS | INFUSION PUMPS/ PATIENT-CONTROLLED ANALGESIC | 20120066 |  | 1025161 | 2016-11-21 | 2017-11-15 | 2012-06-27 | USD | 3015 | Active | UNM - Sandoval Regional Medical Center
CAP7033 | 1262293 | 15055 | Anesthesia | SMITHS MEDICAL MD INC | CADD-SOLIS | CADD-SOLIS | INFUSION PUMPS/ PATIENT-CONTROLLED ANALGESIC | 20120066 |  | 1025158 | 2016-11-15 | 2017-11-15 | 2012-06-27 | USD | 3015 | Active | UNM - Sandoval Regional Medical Center
CAP7313 | 1262292 | 15055 | Anesthesia | SMITHS MEDICAL MD INC | CADD-SOLIS | CADD-SOLIS | INFUSION PUMPS/ PATIENT-CONTROLLED ANALGESIC | 20120066 |  | 1025128 | 2016-11-21 | 2017-11-15 | 2012-06-27 | USD | 3015 | Active | UNM - Sandoval Regional Medical Center
CAP7219 | 1262288 | 15055 | Anesthesia | SMITHS MEDICAL MD INC | CADD-SOLIS | CADD-SOLIS | INFUSION PUMPS/ PATIENT-CONTROLLED ANALGESIC | 20120066 |  | 1025154 | 2016-11-29 | 2017-11-15 | 2012-06-27 | USD | 3015 | Active | UNM - Sandoval Regional Medical Center
CAP7195 | 1262300 | 15055 | Anesthesia | SMITHS MEDICAL MD INC | CADD-SOLIS | CADD-SOLIS | INFUSION PUMPS/ PATIENT-CONTROLLED ANALGESIC | 20120066 |  | 1025164 | 2016-11-17 | 2017-11-15 | 2012-06-27 | USD | 3015 | Active | UNM - Sandoval Regional Medical Center
CAP7443 | 1262290 | 15055 | Anesthesia | SMITHS MEDICAL MD INC | CADD-SOLIS | CADD-SOLIS | INFUSION PUMPS/ PATIENT-CONTROLLED ANALGESIC | 20120066 |  | 1025162 | 2016-11-29 | 2017-11-15 | 2012-06-27 | USD | 3015 | Active | UNM - Sandoval Regional Medical Center
CAP7198 | 1262289 | 15055 | Anesthesia | SMITHS MEDICAL MD INC | CADD-SOLIS | CADD-SOLIS | INFUSION PUMPS/ PATIENT-CONTROLLED ANALGESIC | 20120066 |  | 1025121 | 2016-11-29 | 2017-11-15 | 2012-06-27 | USD | 3015 | Active | UNM - Sandoval Regional Medical Center
CAP9077 | 1262297 | 15055 | Anesthesia | SMITHS MEDICAL MD INC | CADD-SOLIS | CADD-SOLIS | INFUSION PUMPS/ PATIENT-CONTROLLED ANALGESIC | 20120066 |  | 1025120 | 2016-11-17 | 2017-11-15 | 2012-06-27 | USD | 3015 | Active | UNM - Sandoval Regional Medical Center
CAP7034 | 1262296 | 15055 | Anesthesia | SMITHS MEDICAL MD INC | CADD-SOLIS | CADD-SOLIS | INFUSION PUMPS/ PATIENT-CONTROLLED ANALGESIC | 20120066 |  | 1025152 | 2016-11-17 | 2017-11-15 | 2012-06-27 | USD | 3015 | Active | UNM - Sandoval Regional Medical Center
| 1262304 | 15055 | Anesthesia | SMITHS MEDICAL MD INC | CADD-SOLIS | CADD-SOLIS | INFUSION PUMPS/ PATIENT-CONTROLLED ANALGESIC |  |  | 1025163 | 2016-11-21 | 2017-11-15 | 2012-06-27 | USD |  | Reactivated | UNM - Sandoval Regional Medical Center
CAP7223 | 1262313 | 15055 | Anesthesia | SMITHS MEDICAL MD INC | CADD-SOLIS | CADD-SOLIS | INFUSION PUMPS/ PATIENT-CONTROLLED ANALGESIC | 20120066 |  | 1025124 | 2016-11-15 | 2017-11-15 | 2012-06-27 | USD | 3015 | Active | UNM - Sandoval Regional Medical Center
CAP7196 | 1262294 | 15055 | Anesthesia | SMITHS MEDICAL MD INC | CADD-SOLIS | CADD-SOLIS | INFUSION PUMPS/ PATIENT-CONTROLLED ANALGESIC | 20120066 |  | 1025159 | 2016-11-15 | 2017-11-15 | 2012-06-27 | USD | 3015 | Active | UNM - Sandoval Regional Medical Center
CAP6447 | 1262298 | 15055 | Anesthesia | SMITHS MEDICAL MD INC | CADD-SOLIS | CADD-SOLIS | INFUSION PUMPS/ PATIENT-CONTROLLED ANALGESIC | 20120066 |  | 1025157 | 2016-11-17 | 2017-11-15 | 2012-06-27 | USD | 3015 | Active | UNM - Sandoval Regional Medical Center
CAP7880 | 1262295 | 15055 | Anesthesia | SMITHS MEDICAL MD INC | CADD-SOLIS | CADD-SOLIS | INFUSION PUMPS/ PATIENT-CONTROLLED ANALGESIC | 20120066 |  | 1025150 | 2016-11-21 | 2017-11-15 | 2012-06-27 | USD | 3015 | Active | UNM - Sandoval Regional Medical Center
CAP7877 | 1262311 | 15055 | Anesthesia | SMITHS MEDICAL MD INC | CADD-SOLIS | CADD-SOLIS | INFUSION PUMPS/ PATIENT-CONTROLLED ANALGESIC | 20120066 |  | 1025123 | 2016-11-15 | 2017-11-15 | 2012-06-27 | USD | 3015 | Active | UNM - Sandoval Regional Medical Center
CAP7568 | 1262306 | 15055 | Anesthesia | SMITHS MEDICAL MD INC | CADD-SOLIS | CADD-SOLIS | INFUSION PUMPS/ PATIENT-CONTROLLED ANALGESIC | 20120066 |  | 1025132 | 2016-11-29 | 2017-11-15 | 2012-06-27 | USD | 3015 | Active | UNM - Sandoval Regional Medical Center
CAP7036 | 1262309 | 15055 | Anesthesia | SMITHS MEDICAL MD INC | CADD-SOLIS | CADD-SOLIS | INFUSION PUMPS/ PATIENT-CONTROLLED ANALGESIC | 20120066 |  | 1025133 | 2016-10-28 | 2017-11-15 | 2012-06-27 | USD | 3015 | Active | UNM - Sandoval Regional Medical Center
CAP7217 | 1262305 | 15055 | Anesthesia | SMITHS MEDICAL MD INC | CADD-SOLIS | CADD-SOLIS | INFUSION PUMPS/ PATIENT-CONTROLLED ANALGESIC | 20120066 |  | 1025125 | 2016-11-15 | 2017-11-15 | 2012-06-27 | USD | 3015 | Active | UNM - Sandoval Regional Medical Center
| 1262314 | 15055 | Anesthesia | SMITHS MEDICAL MD INC | CADD-SOLIS | CADD-SOLIS | INFUSION PUMPS/ PATIENT-CONTROLLED ANALGESIC |  |  | 1025110 | 2016-11-21 | 2017-11-15 | 2012-06-27 | USD |  | Reactivated | UNM - Sandoval Regional Medical Center
CAP7192 | 1262327 | 15055 | Anesthesia | SMITHS MEDICAL MD INC | CADD-SOLIS | CADD-SOLIS | INFUSION PUMPS/ PATIENT-CONTROLLED ANALGESIC | 20120066 |  | 1025146 | 2016-11-02 | 2017-11-15 | 2012-06-27 | USD | 3015 | Active | UNM - Sandoval Regional Medical Center
CAP7878 | 1262299 | 15055 | Anesthesia | SMITHS MEDICAL MD INC | CADD-SOLIS | CADD-SOLIS | INFUSION PUMPS/ PATIENT-CONTROLLED ANALGESIC | 20120066 |  | 1025122 | 2016-11-15 | 2017-11-15 | 2012-06-27 | USD | 3015 | Active | UNM - Sandoval Regional Medical Center
CAP7874 | 1262303 | 15055 | Anesthesia | SMITHS MEDICAL MD INC | CADD-SOLIS | CADD-SOLIS | INFUSION PUMPS/ PATIENT-CONTROLLED ANALGESIC | 20120066 |  | 1025156 | 2016-11-17 | 2017-11-15 | 2012-06-27 | USD | 3015 | Active | UNM - Sandoval Regional Medical Center
CAP7203 | 1262322 | 15055 | Anesthesia | SMITHS MEDICAL MD INC | CADD-SOLIS | CADD-SOLIS | INFUSION PUMPS/ PATIENT-CONTROLLED ANALGESIC | 20120066 |  | 1025113 | 2016-11-02 | 2017-11-15 | 2012-06-27 | USD | 3015 | Active | UNM - Sandoval Regional Medical Center
CAP7039 | 1262312 | 15055 | Anesthesia | SMITHS MEDICAL MD INC | CADD-SOLIS | CADD-SOLIS | INFUSION PUMPS/ PATIENT-CONTROLLED ANALGESIC | 20120066 |  | 1025131 | 2016-11-29 | 2017-11-15 | 2012-06-27 | USD | 3015 | Active | UNM - Sandoval Regional Medical Center
CAP7879 | 1262338 | 15055 | Anesthesia | SMITHS MEDICAL MD INC | CADD-SOLIS | CADD-SOLIS | INFUSION PUMPS/ PATIENT-CONTROLLED ANALGESIC | 20120066 |  | 1025135 | 2016-11-21 | 2017-11-15 | 2012-06-27 | USD | 3015 | Active | UNM - Sandoval Regional Medical Center
CAP7876 | 1262301 | 15055 | Anesthesia | SMITHS MEDICAL MD INC | CADD-SOLIS | CADD-SOLIS | INFUSION PUMPS/ PATIENT-CONTROLLED ANALGESIC | 20120066 |  | 1025160 | 2016-11-15 | 2017-11-15 | 2012-06-27 | USD | 3015 | Active | UNM - Sandoval Regional Medical Center
CAP7197 | 1262308 | 15055 | Anesthesia | SMITHS MEDICAL MD INC | CADD-SOLIS | CADD-SOLIS | INFUSION PUMPS/ PATIENT-CONTROLLED ANALGESIC | 20120066 |  | 1025126 | 2016-11-30 | 2017-11-15 | 2012-06-27 | USD | 3015 | Active | UNM - Sandoval Regional Medical Center
CAP7216 | 1262307 | 15055 | Anesthesia | SMITHS MEDICAL MD INC | CADD-SOLIS | CADD-SOLIS | INFUSION PUMPS/ PATIENT-CONTROLLED ANALGESIC | 20120066 |  | 1025134 | 2016-11-29 | 2017-11-15 | 2012-06-27 | USD | 3015 | Active | UNM - Sandoval Regional Medical Center
CAP7218 | 1262318 | 15055 | Anesthesia | SMITHS MEDICAL MD INC | CADD-SOLIS | CADD-SOLIS | INFUSION PUMPS/ PATIENT-CONTROLLED ANALGESIC | 20120066 |  | 1025119 | 2016-11-21 | 2017-11-15 | 2012-06-27 | USD | 3015 | Active | UNM - Sandoval Regional Medical Center
CAP7442 | 1262317 | 15055 | Anesthesia | SMITHS MEDICAL MD INC | CADD-SOLIS | CADD-SOLIS | INFUSION PUMPS/ PATIENT-CONTROLLED ANALGESIC | 20120066 |  | 1025118 | 2016-11-29 | 2017-11-15 | 2012-06-27 | USD | 3015 | Active | UNM - Sandoval Regional Medical Center
CAP6460 | 1262321 | 15055 | Anesthesia | SMITHS MEDICAL MD INC | CADD-SOLIS | CADD-SOLIS | INFUSION PUMPS/ PATIENT-CONTROLLED ANALGESIC | 20120066 |  | 1025108 | 2016-11-29 | 2017-11-15 | 2012-06-27 | USD | 3015 | Active | UNM - Sandoval Regional Medical Center
CAP8745 | 1262326 | 15055 | Anesthesia | SMITHS MEDICAL MD INC | CADD-SOLIS | CADD-SOLIS | INFUSION PUMPS/ PATIENT-CONTROLLED ANALGESIC | 20120066 |  | 1025106 | 2016-11-02 | 2017-11-15 | 2012-06-27 | USD | 3015 | Active | UNM - Sandoval Regional Medical Center
CAP7311 | 1262320 | 15055 | Anesthesia | SMITHS MEDICAL MD INC | CADD-SOLIS | CADD-SOLIS | INFUSION PUMPS/ PATIENT-CONTROLLED ANALGESIC | 20120066 |  | 1025115 | 2016-11-29 | 2017-11-15 | 2012-06-27 | USD | 3015 | Active | UNM - Sandoval Regional Medical Center
CAP7438 | 1262334 | 15055 | Anesthesia | SMITHS MEDICAL MD INC | CADD-SOLIS | CADD-SOLIS | INFUSION PUMPS/ PATIENT-CONTROLLED ANALGESIC | 20120066 |  | 1025105 | 2016-11-29 | 2017-11-15 | 2012-06-27 | USD | 3015 | Active | UNM - Sandoval Regional Medical Center
CAP9069 | 1262319 | 15055 | Anesthesia | SMITHS MEDICAL MD INC | CADD-SOLIS | CADD-SOLIS | INFUSION PUMPS/ PATIENT-CONTROLLED ANALGESIC | 20120066 |  | 1025111 | 2016-11-17 | 2017-11-15 | 2012-06-27 | USD | 3015 | Active | UNM - Sandoval Regional Medical Center
CAP7194 | 1262323 | 15055 | Anesthesia | SMITHS MEDICAL MD INC | CADD-SOLIS | CADD-SOLIS | INFUSION PUMPS/ PATIENT-CONTROLLED ANALGESIC | 20120066 |  | 1025139 | 2016-11-17 | 2017-11-15 | 2012-06-27 | USD | 3015 | Active | UNM - Sandoval Regional Medical Center
CAP9076 | 1262324 | 15055 | Anesthesia | SMITHS MEDICAL MD INC | CADD-SOLIS | CADD-SOLIS | INFUSION PUMPS/ PATIENT-CONTROLLED ANALGESIC | 20120066 |  | 1025114 | 2016-11-15 | 2017-11-15 | 2012-06-27 | USD | 3015 | Active | UNM - Sandoval Regional Medical Center
CAP9562 | 1262325 | 15055 | Anesthesia | SMITHS MEDICAL MD INC | CADD-SOLIS | CADD-SOLIS | INFUSION PUMPS/ PATIENT-CONTROLLED ANALGESIC |  |  | 1025107 | 2016-11-21 | 2017-11-15 | 2012-06-27 | USD |  | Active | UNM - Sandoval Regional Medical Center
SRMC 001569 | 1262328 | 15055 | Anesthesia | SMITHS MEDICAL MD INC | CADD-SOLIS | CADD-SOLIS | INFUSION PUMPS/ PATIENT-CONTROLLED ANALGESIC | 20120066 |  | 1025135 | 2016-11-03 | 2017-11-15 | 2012-06-27 | USD | 3015 | Active | UNM - Sandoval Regional Medical Center
CAP7201 | 1262330 | 15055 | Anesthesia | SMITHS MEDICAL MD INC | CADD-SOLIS | CADD-SOLIS | INFUSION PUMPS/ PATIENT-CONTROLLED ANALGESIC | 20120066 |  | 1025136 | 2016-11-17 | 2017-11-15 | 2012-06-27 | USD | 3015 | Active | UNM - Sandoval Regional Medical Center
CAP7312 | 1262329 | 15055 | Anesthesia | SMITHS MEDICAL MD INC | CADD-SOLIS | CADD-SOLIS | INFUSION PUMPS/ PATIENT-CONTROLLED ANALGESIC | 20120066 |  | 1025137 | 2016-11-29 | 2017-11-15 | 2012-06-27 | USD | 3015 | Active | UNM - Sandoval Regional Medical Center
CAP9071 | 1262333 | 15055 | Anesthesia | SMITHS MEDICAL MD INC | CADD-SOLIS | CADD-SOLIS | INFUSION PUMPS/ PATIENT-CONTROLLED ANALGESIC | 20120066 |  | 1025149 | 2016-11-15 | 2017-11-15 | 2012-06-27 | USD | 3015 | Active | UNM - Sandoval Regional Medical Center
CAP7225 | 1262337 | 15055 | Anesthesia | SMITHS MEDICAL MD INC | CADD-SOLIS | CADD-SOLIS | INFUSION PUMPS/ PATIENT-CONTROLLED ANALGESIC | 20120066 |  | 1025112 | 2016-11-17 | 2017-11-15 | 2012-06-27 | USD | 3015 | Active | UNM - Sandoval Regional Medical Center
CAP7903 | 1262331 | 15055 | Anesthesia | SMITHS MEDICAL MD INC | CADD-SOLIS | CADD-SOLIS | INFUSION PUMPS/ PATIENT-CONTROLLED ANALGESIC | 20120066 |  | 1025144 | 2016-11-08 | 2017-11-15 | 2012-06-27 | USD | 3015 | Active | UNM - Sandoval Regional Medical Center
CAP7224 | 1262332 | 15055 | Anesthesia | SMITHS MEDICAL MD INC | CADD-SOLIS | CADD-SOLIS | INFUSION PUMPS/ PATIENT-CONTROLLED ANALGESIC | 20120066 |  | 1025148 | 2016-11-08 | 2017-11-15 | 2012-06-27 | USD | 3015 | Active | UNM - Sandoval Regional Medical Center
CAP7222 | 1262336 | 15055 | Anesthesia | SMITHS MEDICAL MD INC | CADD-SOLIS | CADD-SOLIS | INFUSION PUMPS/ PATIENT-CONTROLLED ANALGESIC | 20120066 |  | 1025140 | 2016-11-21 | 2017-11-15 | 2012-06-27 | USD | 3015 | Active | UNM - Sandoval Regional Medical Center
CAP7220 | 1262339 | 15055 | Anesthesia | SMITHS MEDICAL MD INC | CADD-SOLIS | CADD-SOLIS | INFUSION PUMPS/ PATIENT-CONTROLLED ANALGESIC | 20120066 |  | 1025142 | 2016-11-08 | 2017-11-15 | 2012-06-27 | USD | 3015 | Active | UNM - Sandoval Regional Medical Center
CAP9060 | 1262340 | 15055 | Anesthesia | SMITHS MEDICAL MD INC | CADD-SOLIS | CADD-SOLIS | INFUSION PUMPS/ PATIENT-CONTROLLED ANALGESIC | 20120066 |  | 1025138 | 2016-11-08 | 2017-11-15 | 2012-06-27 | USD | 3015 | Active | UNM - Sandoval Regional Medical Center
CAP7199 | 1262341 | 15055 | Anesthesia | SMITHS MEDICAL MD INC | CADD-SOLIS | CADD-SOLIS | INFUSION PUMPS/ PATIENT-CONTROLLED ANALGESIC | 20120066 |  | 1025141 | 2016-11-29 | 2017-11-15 | 2012-06-27 | USD | 3015 | Active | UNM - Sandoval Regional Medical Center
CAP7193 | 1262280 | 15055 | Anesthesia | SMITHS MEDICAL MD INC | CADD-SOLIS | CADD-SOLIS | INFUSION PUMPS/ PATIENT-CONTROLLED ANALGESIC | 20120066 |  | 1025153 | 2017-01-23 | 2017-11-15 | 2012-06-27 | USD | 3015 | Active | UNM - Sandoval Regional Medical Center
CAP9073 | 1262380 | 15055 | Anesthesia | SMITHS MEDICAL MD INC | CADD-SOLIS | CADD-SOLIS | INFUSION PUMPS/ PATIENT-CONTROLLED ANALGESIC | 20120066 |  | 1025127 | 2016-11-17 | 2017-11-15 | 2012-06-27 | USD | 3015 | Active | UNM - Sandoval Regional Medical Center
| 1262381 | 21015 | Emergency Department | SIEMENS HEALTHCARE | CLINITEK STATUS PLUS | CLINITEK STATUS PLUS | ANALYZERS/ POINT-OF-CARE/ URINE |  |  | 005963 | 2012-08-14 | 2013-01-15 | 2012-06-27 | USD | 1298.01 | Active | UNM - Sandoval Regional Medical Center
SRMC 000277 | 54678402 | 75050 | Radiology - Ultrasound | PHILIPS HEALTHCARE | iU22 Ultrasound System | 795050 | SCANNING SYSTEMS/ULTRASONIC/DIAGNOSTIC (DI) | 20110016 |  | B0G49R | 2012-09-21 | 2012-07-15 | 2012-06-26 | USD | 228055 | Active | UNM - Sandoval Regional Medical Center
SRMC 000275 | 54814550 | 75050 | Radiology - Ultrasound | PHILIPS HEALTHCARE | iU22 Ultrasound System | 795050 | SCANNING SYSTEMS/ULTRASONIC/DIAGNOSTIC (DI) | 20110016 |  | B05NBY | 2012-09-21 | 2012-08-15 | 2012-06-26 | USD | 194285 | Active | UNM - Sandoval Regional Medical Center
| 1262228 | 21015 | Emergency Department | HILL-ROM INC | 767 | 767 | OPHTHALMOSCOPE/OTOSCOPES |  |  | NSN | 2012-09-13 | 2012-06-15 | 2012-06-25 | USD |  | Active | UNM - Sandoval Regional Medical Center
| 1262224 | 21015 | Emergency Department | HILL-ROM INC | 767 | 767 | OPHTHALMOSCOPE/OTOSCOPES |  |  | NSN | 2012-08-14 | 2012-06-15 | 2012-06-25 | USD |  | Active | UNM - Sandoval Regional Medical Center
| 1262225 | 21015 | Emergency Department | HILL-ROM INC | 767 | 767 | OPHTHALMOSCOPE/OTOSCOPES |  |  | NSN | 2012-08-14 | 2012-06-15 | 2012-06-25 | USD |  | Active | UNM - Sandoval Regional Medical Center
| 1262237 | 21015 | Emergency Department | HILL-ROM INC | 767 | 767 | OPHTHALMOSCOPE/OTOSCOPES |  |  | NSN | 2012-08-14 | 2012-06-15 | 2012-06-25 | USD |  | Active | UNM - Sandoval Regional Medical Center
| 1262226 | 21015 | Emergency Department | HILL-ROM INC | 767 | 767 | OPHTHALMOSCOPE/OTOSCOPES |  |  | NSN | 2012-08-14 | 2012-06-15 | 2012-06-25 | USD |  | Active | UNM - Sandoval Regional Medical Center
CAP9652 | 1262227 | 95700 | Clinical Engineering | HILL-ROM INC | 767 | 767 | OPHTHALMOSCOPE/OTOSCOPES |  |  | NSN | 2012-09-13 | 2012-06-15 | 2012-06-25 | USD |  | Active | UNM - Sandoval Regional Medical Center
| 1262229 | 21015 | Emergency Department | HILL-ROM INC | 767 | 767 | OPHTHALMOSCOPE/OTOSCOPES |  |  | NSN | 2012-08-14 | 2012-06-15 | 2012-06-25 | USD |  | Active | UNM - Sandoval Regional Medical Center
CAP7866 | 1262230 | 21015 | Emergency Department | HILL-ROM INC | 767 | 767 | OPHTHALMOSCOPE/OTOSCOPES | 20120128 |  | NSN | 2012-09-13 | 2012-06-15 | 2012-06-25 | USD | 659.86 | Active | UNM - Sandoval Regional Medical Center
| 1262231 | 21015 | Emergency Department | HILL-ROM INC | 767 | 767 | OPHTHALMOSCOPE/OTOSCOPES |  |  | NSN | 2012-08-14 | 2012-06-15 | 2012-06-25 | USD |  | Active | UNM - Sandoval Regional Medical Center
SRMC 000235 | 1262235 | 21015 | Emergency Department | STERIS CORP | DJ060124331 | DJ060124331 | WARMING UNITS/ BLANKET | 20110001 |  | 0434811008 | 2017-01-20 | 2018-01-15 | 2012-06-25 | USD | 6943.74 | Active | UNM - Sandoval Regional Medical Center
| 1262232 | 21015 | Emergency Department | HILL-ROM INC | 767 | 767 | OPHTHALMOSCOPE/OTOSCOPES |  |  | NSN | 2012-08-14 | 2012-06-15 | 2012-06-25 | USD |  | Active | UNM - Sandoval Regional Medical Center
CAP9605 | 1262233 | 21015 | Emergency Department | HILL-ROM INC | 767 | 767 | OPHTHALMOSCOPE/OTOSCOPES |  |  | NSN | 2012-08-14 | 2012-06-15 | 2012-06-25 | USD |  | Active | UNM - Sandoval Regional Medical Center
| 1262234 | 21015 | Emergency Department | HILL-ROM INC | 767 | 767 | OPHTHALMOSCOPE/OTOSCOPES |  |  | NSN | 2012-08-14 | 2012-06-15 | 2012-06-25 | USD |  | Active | UNM - Sandoval Regional Medical Center
| 1262236 | 21015 | Emergency Department | HILL-ROM INC | 767 | 767 | OPHTHALMOSCOPE/OTOSCOPES |  |  | NSN | 2012-08-14 | 2012-06-15 | 2012-06-25 | USD |  | Active | UNM - Sandoval Regional Medical Center
SRMC 000244 | 1262060 | 21015 | Emergency Department | STERIS CORP | DJ060124331 | DJ060124331 | WARMING UNITS/ BLANKET | 20110001 |  | 0434111005 | 2017-01-20 | 2018-01-15 | 2012-06-25 | USD | 6943.74 | Active | UNM - Sandoval Regional Medical Center
| 1262682 | 60100 | Psychiatry | HILL-ROM INC | 767 | 767 | OPHTHALMOSCOPE/OTOSCOPES |  |  | NSN | 2012-08-29 | 2012-06-15 | 2012-06-25 | USD |  | Active | UNM - Sandoval Regional Medical Center
ACN 001740 | 1262084 | 98020 | Central Supply | B BRAUN MEDICAL INC | INFUSOMAT SPACE | 8713050U | INFUSION PUMPS | 20120040 |  | 191960 | 2017-07-11 | 2019-07-15 | 2012-06-22 | USD | 2604 | Active | UNM - Sandoval Regional Medical Center
CAP6247 | 1262110 | 98020 | Central Supply | B BRAUN MEDICAL INC | INFUSOMAT SPACE | 8713050U | INFUSION PUMPS | 20120040 |  | 192122 | 2016-08-03 | 2018-08-15 | 2012-06-22 | USD | 2449.3 | Active | UNM - Sandoval Regional Medical Center
CAP8633 | 1262098 | 98020 | Central Supply | B BRAUN MEDICAL INC | INFUSOMAT SPACE | 8713050U | INFUSION PUMPS | 20120040 |  | 192067 | 2017-07-18 | 2019-07-15 | 2012-06-22 | USD | 2449.3 | Reactivated | UNM - Sandoval Regional Medical Center
CAP6056 | 1262070 | 98020 | Central Supply | B BRAUN MEDICAL INC | INFUSOMAT SPACE | 8713050U | INFUSION PUMPS | 20120040 |  | 192211 | 2016-06-30 | 2018-07-15 | 2012-06-22 | USD | 2604 | Active | UNM - Sandoval Regional Medical Center
CAP6127 | 1262079 | 98020 | Central Supply | B BRAUN MEDICAL INC | INFUSOMAT SPACE | 8713050U | INFUSION PUMPS | 20120040 |  | 191897 | 2016-08-11 | 2018-08-15 | 2012-06-22 | USD | 2604 | Active | UNM - Sandoval Regional Medical Center
CAP6145 | 1262061 | 98020 | Central Supply | B BRAUN MEDICAL INC | INFUSOMAT SPACE | 8713050U | INFUSION PUMPS | 20120040 |  | 192308 | 2017-07-14 | 2019-07-15 | 2012-06-22 | USD | 2604 | Active | UNM - Sandoval Regional Medical Center
CAP7027 | 1262064 | 98020 | Central Supply | B BRAUN MEDICAL INC | INFUSOMAT SPACE | 8713050U | INFUSION PUMPS | 20120040 |  | 192354 | 2016-06-22 | 2018-07-15 | 2012-06-22 | USD | 2449.3 | Active | UNM - Sandoval Regional Medical Center
CAP7255 | 1262062 | 98020 | Central Supply | B BRAUN MEDICAL INC | INFUSOMAT SPACE | 8713050U | INFUSION PUMPS | 20120040 |  | 192245 | 2016-08-05 | 2018-08-15 | 2012-06-22 | USD | 2604 | Active | UNM - Sandoval Regional Medical Center
CAP6197 | 1262063 | 98020 | Central Supply | B BRAUN MEDICAL INC | INFUSOMAT SPACE | 8713050U | INFUSION PUMPS | 20120040 |  | 192267 | 2016-08-03 | 2018-08-15 | 2012-06-22 | USD | 2449.3 | Active | UNM - Sandoval Regional Medical Center
CAP7164 | 1262065 | 98020 | Central Supply | B BRAUN MEDICAL INC | INFUSOMAT SPACE | 8713050U | INFUSION PUMPS | 20120040 |  | 192349 | 2016-08-10 | 2018-08-15 | 2012-06-22 | USD | 2605 | Active | UNM - Sandoval Regional Medical Center
CAP6325 | 1262066 | 98020 | Central Supply | B BRAUN MEDICAL INC | INFUSOMAT SPACE | 8713050U | INFUSION PUMPS | 20120040 |  | 192252 | 2016-08-05 | 2018-08-15 | 2012-06-22 | USD | 2449.3 | Active | UNM - Sandoval Regional Medical Center
CAP6735 | 1262067 | 98020 | Central Supply | B BRAUN MEDICAL INC | INFUSOMAT SPACE | 8713050U | INFUSION PUMPS | 20120040 |  | 192228 | 2016-08-17 | 2018-08-15 | 2012-06-22 | USD | 2604 | Active | UNM - Sandoval Regional Medical Center
CAP6164 | 1262068 | 98020 | Central Supply | B BRAUN MEDICAL INC | INFUSOMAT SPACE | 8713050U | INFUSION PUMPS | 20120040 |  | 192253 | 2016-08-03 | 2018-08-15 | 2012-06-22 | USD | 2605 | Active | UNM - Sandoval Regional Medical Center
CAP6141 | 1262069 | 98020 | Central Supply | B BRAUN MEDICAL INC | INFUSOMAT SPACE | 8713050U | INFUSION PUMPS | 20120040 |  | 192406 | 2016-06-24 | 2018-07-15 | 2012-06-22 | USD | 2604 | Active | UNM - Sandoval Regional Medical Center
CAP6150 | 1262071 | 98020 | Central Supply | B BRAUN MEDICAL INC | INFUSOMAT SPACE | 8713050U | INFUSION PUMPS | 20120040 |  | 192373 | 2016-08-12 | 2018-08-15 | 2012-06-22 | USD | 2604 | Active | UNM - Sandoval Regional Medical Center
CAP6147 | 1262072 | 98020 | Central Supply | B BRAUN MEDICAL INC | INFUSOMAT SPACE | 8713050U | INFUSION PUMPS | 20120040 |  | 192401 | 2017-07-13 | 2019-07-15 | 2012-06-22 | USD | 2604 | Active | UNM - Sandoval Regional Medical Center
CAP7051 | 1262073 | 98020 | Central Supply | B BRAUN MEDICAL INC | INFUSOMAT SPACE | 8713050U | INFUSION PUMPS | 20120040 |  | 192257 | 2016-08-10 | 2018-08-15 | 2012-06-22 | USD | 2604 | Active | UNM - Sandoval Regional Medical Center
CAP6225 | 1262074 | 98020 | Central Supply | B BRAUN MEDICAL INC | INFUSOMAT SPACE | 8713050U | INFUSION PUMPS | 20120040 |  | 192306 | 2017-07-11 | 2019-07-15 | 2012-06-22 | USD | 2605 | Active | UNM - Sandoval Regional Medical Center
CAP6224 | 1262075 | 98020 | Central Supply | B BRAUN MEDICAL INC | INFUSOMAT SPACE | 8713050U | INFUSION PUMPS | 20120040 |  | 192209 | 2017-07-13 | 2019-07-15 | 2012-06-22 | USD | 2605 | Active | UNM - Sandoval Regional Medical Center
CAP6403 | 1262076 | 98020 | Central Supply | B BRAUN MEDICAL INC | INFUSOMAT SPACE | 8713050U | INFUSION PUMPS | 20120040 |  | 191880 | 2017-07-14 | 2019-07-15 | 2012-06-22 | USD | 2604 | Active | UNM - Sandoval Regional Medical Center
CAP6142 | 1262077 | 98020 | Central Supply | B BRAUN MEDICAL INC | INFUSOMAT SPACE | 8713050U | INFUSION PUMPS | 20120040 |  | 191985 | 2017-07-14 | 2019-07-15 | 2012-06-22 | USD | 2604 | Active | UNM - Sandoval Regional Medical Center
CAP8565 | 1262078 | 98020 | Central Supply | B BRAUN MEDICAL INC | INFUSOMAT SPACE | 8713050U | INFUSION PUMPS | 20120040 |  | 191900 | 2016-06-22 | 2018-07-15 | 2012-06-22 | USD | 2449.3 | Active | UNM - Sandoval Regional Medical Center
CAP6217 | 1262080 | 98020 | Central Supply | B BRAUN MEDICAL INC | INFUSOMAT SPACE | 8713050U | INFUSION PUMPS | 20120040 |  | 192305 | 2016-06-22 | 2018-07-15 | 2012-06-22 | USD | 2605 | Active | UNM - Sandoval Regional Medical Center
CAP6148 | 1262082 | 98020 | Central Supply | B BRAUN MEDICAL INC | INFUSOMAT SPACE | 8713050U | INFUSION PUMPS | 20120040 |  | 191901 | 2016-08-10 | 2018-08-15 | 2012-06-22 | USD | 2604 | Active | UNM - Sandoval Regional Medical Center
CAP6307 | 1262081 | 98020 | Central Supply | B BRAUN MEDICAL INC | INFUSOMAT SPACE | 8713050U | INFUSION PUMPS | 20120040 |  | 192416 | 2017-07-17 | 2019-07-15 | 2012-06-22 | USD | 2449.3 | Active | UNM - Sandoval Regional Medical Center
ACN 001332 | 1262087 | 98020 | Central Supply | B BRAUN MEDICAL INC | INFUSOMAT SPACE | 8713050U | INFUSION PUMPS | 20120040 |  | 192024 | 2017-07-14 | 2019-07-15 | 2012-06-22 | USD | 2449.3 | Active | UNM - Sandoval Regional Medical Center
CAP7148 | 1262083 | 98020 | Central Supply | B BRAUN MEDICAL INC | INFUSOMAT SPACE | 8713050U | INFUSION PUMPS | 20120040 |  | 192369 | 2017-07-11 | 2019-07-15 | 2012-06-22 | USD | 2605 | Active | UNM - Sandoval Regional Medical Center
CAP7700 | 1262085 | 98020 | Central Supply | B BRAUN MEDICAL INC | INFUSOMAT SPACE | 8713050U | INFUSION PUMPS | 20120040 |  | 191953 | 2016-08-03 | 2018-08-15 | 2012-06-22 | USD | 2449.3 | Active | UNM - Sandoval Regional Medical Center
CAP6780 | 1262086 | 98020 | Central Supply | B BRAUN MEDICAL INC | INFUSOMAT SPACE | 8713050U | INFUSION PUMPS | 20120040 |  | 192348 | 2016-08-17 | 2018-08-15 | 2012-06-22 | USD | 2604 | Active | UNM - Sandoval Regional Medical Center
CAP7573 | 1262159 | 98020 | Central Supply | B BRAUN MEDICAL INC | INFUSOMAT SPACE | 8713050U | INFUSION PUMPS | 20120040 |  | 192389 | 2016-08-10 | 2018-08-15 | 2012-06-22 | USD | 2604 | Active | UNM - Sandoval Regional Medical Center
CAP6230 | 1262088 | 98020 | Central Supply | B BRAUN MEDICAL INC | INFUSOMAT SPACE | 8713050U | INFUSION PUMPS | 20120040 |  | 192420 | 2017-07-11 | 2019-07-15 | 2012-06-22 | USD | 2605 | Active | UNM - Sandoval Regional Medical Center
CAP6779 | 1262089 | 98020 | Central Supply | B BRAUN MEDICAL INC | INFUSOMAT SPACE | 8713050U | INFUSION PUMPS | 20120040 |  | 192370 | 2016-07-06 | 2018-07-15 | 2012-06-22 | USD | 2604 | Active | UNM - Sandoval Regional Medical Center
CAP6288 | 1262090 | 98020 | Central Supply | B BRAUN MEDICAL INC | INFUSOMAT SPACE | 8713050U | INFUSION PUMPS | 20120040 |  | 192261 | 2017-07-11 | 2019-07-15 | 2012-06-22 | USD | 2449.3 | Reactivated | UNM - Sandoval Regional Medical Center
CAP7038 | 1262095 | 98020 | Central Supply | B BRAUN MEDICAL INC | INFUSOMAT SPACE | 8713050U | INFUSION PUMPS | 20120040 |  | 191980 | 2016-06-22 | 2018-07-15 | 2012-06-22 | USD | 2449.3 | Active | UNM - Sandoval Regional Medical Center
CAP6240 | 1262091 | 98020 | Central Supply | B BRAUN MEDICAL INC | INFUSOMAT SPACE | 8713050U | INFUSION PUMPS | 20120040 |  | 192414 | 2016-06-24 | 2018-07-15 | 2012-06-22 | USD | 2605 | Active | UNM - Sandoval Regional Medical Center
CAP6187 | 1262092 | 98020 | Central Supply | B BRAUN MEDICAL INC | INFUSOMAT SPACE | 8713050U | INFUSION PUMPS | 20120040 |  | 191898 | 2016-08-17 | 2018-08-15 | 2012-06-22 | USD | 2605 | Active | UNM - Sandoval Regional Medical Center
CAP6143 | 1262093 | 98020 | Central Supply | B BRAUN MEDICAL INC | INFUSOMAT SPACE | 8713050U | INFUSION PUMPS | 20120040 |  | 192405 | 2016-07-28 | 2018-07-15 | 2012-06-22 | USD | 2604 | Active | UNM - Sandoval Regional Medical Center
CAP6129 | 1262094 | 98020 | Central Supply | B BRAUN MEDICAL INC | INFUSOMAT SPACE | 8713050U | INFUSION PUMPS | 20120040 |  | 192350 | 2016-06-22 | 2018-07-15 | 2012-06-22 | USD | 2604 | Active | UNM - Sandoval Regional Medical Center
CAP6766 | 1262104 | 98020 | Central Supply | B BRAUN MEDICAL INC | INFUSOMAT SPACE | 8713050U | INFUSION PUMPS | 20120040 |  | 191890 | 2016-08-03 | 2018-08-15 | 2012-06-22 | USD | 2604 | Active | UNM - Sandoval Regional Medical Center
CAP7242 | 1262096 | 98020 | Central Supply | B BRAUN MEDICAL INC | INFUSOMAT SPACE | 8713050U | INFUSION PUMPS | 20120040 |  | 192021 | 2016-06-24 | 2018-07-15 | 2012-06-22 | USD | 2604 | Active | UNM - Sandoval Regional Medical Center
CAP6177 | 1262122 | 98020 | Central Supply | B BRAUN MEDICAL INC | INFUSOMAT SPACE | 8713050U | INFUSION PUMPS | 20120040 |  | 192304 | 2016-06-22 | 2018-07-15 | 2012-06-22 | USD | 2605 | Active | UNM - Sandoval Regional Medical Center
CAP6751 | 1262097 | 98020 | Central Supply | B BRAUN MEDICAL INC | INFUSOMAT SPACE | 8713050U | INFUSION PUMPS | 20120040 |  | 192387 | 2016-08-10 | 2018-08-15 | 2012-06-22 | USD | 2604 | Active | UNM - Sandoval Regional Medical Center
CAP6326 | 1262100 | 98020 | Central Supply | B BRAUN MEDICAL INC | INFUSOMAT SPACE | 8713050U | INFUSION PUMPS | 20120040 |  | 192303 | 2017-07-17 | 2019-07-15 | 2012-06-22 | USD | 2449.3 | Active | UNM - Sandoval Regional Medical Center
CAP6308 | 1262099 | 98020 | Central Supply | B BRAUN MEDICAL INC | INFUSOMAT SPACE | 8713050U | INFUSION PUMPS | 20120040 |  | 192068 | 2017-07-14 | 2019-07-15 | 2012-06-22 | USD | 2449.3 | Active | UNM - Sandoval Regional Medical Center
CAP6317 | 1262101 | 98020 | Central Supply | B BRAUN MEDICAL INC | INFUSOMAT SPACE | 8713050U | INFUSION PUMPS | 20120040 |  | 191938 | 2016-08-10 | 2018-08-15 | 2012-06-22 | USD | 2449.3 | Active | UNM - Sandoval Regional Medical Center
CAP6234 | 1262106 | 98020 | Central Supply | B BRAUN MEDICAL INC | INFUSOMAT SPACE | 8713050U | INFUSION PUMPS | 20120040 |  | 191995 | 2016-06-24 | 2018-07-15 | 2012-06-22 | USD | 2449.3 | Active | UNM - Sandoval Regional Medical Center
CAP6138 | 1262102 | 98020 | Central Supply | B BRAUN MEDICAL INC | INFUSOMAT SPACE | 8713050U | INFUSION PUMPS | 20120040 |  | 192265 | 2016-08-10 | 2018-08-15 | 2012-06-22 | USD | 2604 | Active | UNM - Sandoval Regional Medical Center
CAP7245 | 1262105 | 98020 | Central Supply | B BRAUN MEDICAL INC | INFUSOMAT SPACE | 8713050U | INFUSION PUMPS | 20120040 |  | 191978 | 2017-07-14 | 2019-07-15 | 2012-06-22 | USD | 2604 | Active | UNM - Sandoval Regional Medical Center
CAP6218 | 1262103 | 98020 | Central Supply | B BRAUN MEDICAL INC | INFUSOMAT SPACE | 8713050U | INFUSION PUMPS | 20120040 |  | 192408 | 2016-06-24 | 2018-07-15 | 2012-06-22 | USD | 2605 | Active | UNM - Sandoval Regional Medical Center
CAP9072 | 1262108 | 98020 | Central Supply | B BRAUN MEDICAL INC | INFUSOMAT SPACE | 8713050U | INFUSION PUMPS | 20120040 |  | 192023 | 2016-08-10 | 2018-08-15 | 2012-06-22 | USD | 2449.3 | Active | UNM - Sandoval Regional Medical Center
CAP6149 | 1262107 | 98020 | Central Supply | B BRAUN MEDICAL INC | INFUSOMAT SPACE | 8713050U | INFUSION PUMPS | 20120040 |  | 191954 | 2017-07-14 | 2019-07-15 | 2012-06-22 | USD | 2604 | Active | UNM - Sandoval Regional Medical Center
CAP7237 | 1262133 | 98020 | Central Supply | B BRAUN MEDICAL INC | INFUSOMAT SPACE | 8713050U | INFUSION PUMPS | 20120040 |  | 192337 | 2017-07-13 | 2019-07-15 | 2012-06-22 | USD | 2604 | Active | UNM - Sandoval Regional Medical Center
CAP7241 | 1262109 | 98020 | Central Supply | B BRAUN MEDICAL INC | INFUSOMAT SPACE | 8713050U | INFUSION PUMPS | 20120040 |  | 191955 | 2016-06-24 | 2018-07-15 | 2012-06-22 | USD | 2604 | Active | UNM - Sandoval Regional Medical Center
CAP6401 | 1262192 | 98020 | Central Supply | B BRAUN MEDICAL INC | INFUSOMAT SPACE | 8713050U | INFUSION PUMPS | 20120040 |  | 192410 | 2017-07-11 | 2019-07-15 | 2012-06-22 | USD | 2604 | Active | UNM - Sandoval Regional Medical Center
CAP6213 | 1262111 | 98020 | Central Supply | B BRAUN MEDICAL INC | INFUSOMAT SPACE | 8713050U | INFUSION PUMPS | 20120040 |  | 191937 | 2016-08-17 | 2018-08-15 | 2012-06-22 | USD | 2605 | Active | UNM - Sandoval Regional Medical Center
CAP6184 | 1262112 | 98020 | Central Supply | B BRAUN MEDICAL INC | INFUSOMAT SPACE | 8713050U | INFUSION PUMPS | 20120040 |  | 192309 | 2016-08-03 | 2018-08-15 | 2012-06-22 | USD | 2605 | Active | UNM - Sandoval Regional Medical Center
CAP6422 | 1262113 | 98020 | Central Supply | B BRAUN MEDICAL INC | INFUSOMAT SPACE | 8713050U | INFUSION PUMPS | 20120040 |  | 192000 | 2017-07-21 | 2019-07-15 | 2012-06-22 | USD | 2604 | Active | UNM - Sandoval Regional Medical Center
CAP8406 | 1262114 | 98020 | Central Supply | B BRAUN MEDICAL INC | INFUSOMAT SPACE | 8713050U | INFUSION PUMPS | 20120040 |  | 191981 | 2016-08-23 | 2018-08-15 | 2012-06-22 | USD | 2605 | Active | UNM - Sandoval Regional Medical Center
CAP6291 | 1262115 | 98020 | Central Supply | B BRAUN MEDICAL INC | INFUSOMAT SPACE | 8713050U | INFUSION PUMPS | 20120040 |  | 191899 | 2016-08-03 | 2018-08-15 | 2012-06-22 | USD | 2449.3 | Active | UNM - Sandoval Regional Medical Center
CAP7244 | 1262116 | 98020 | Central Supply | B BRAUN MEDICAL INC | INFUSOMAT SPACE | 8713050U | INFUSION PUMPS | 20120040 |  | 191982 | 2016-08-10 | 2018-08-15 | 2012-06-22 | USD | 2604 | Active | UNM - Sandoval Regional Medical Center
CAP6156 | 1262118 | 98020 | Central Supply | B BRAUN MEDICAL INC | INFUSOMAT SPACE | 8713050U | INFUSION PUMPS | 20120040 |  | 192121 | 2016-06-22 | 2018-07-15 | 2012-06-22 | USD | 2605 | Active | UNM - Sandoval Regional Medical Center
CAP6057 | 1262117 | 98020 | Central Supply | B BRAUN MEDICAL INC | INFUSOMAT SPACE | 8713050U | INFUSION PUMPS | 20120040 |  | 192262 | 2017-07-13 | 2019-07-15 | 2012-06-22 | USD | 2604 | Active | UNM - Sandoval Regional Medical Center
CAP7234 | 1262119 | 98020 | Central Supply | B BRAUN MEDICAL INC | INFUSOMAT SPACE | 8713050U | INFUSION PUMPS | 20120040 |  | 192254 | 2016-08-10 | 2018-08-15 | 2012-06-22 | USD | 2604 | Active | UNM - Sandoval Regional Medical Center
CAP6126 | 1262120 | 98020 | Central Supply | B BRAUN MEDICAL INC | INFUSOMAT SPACE | 8713050U | INFUSION PUMPS | 20120040 |  | 192205 | 2016-06-22 | 2018-07-15 | 2012-06-22 | USD | 2604 | Active | UNM - Sandoval Regional Medical Center
CAP7030 | 1262121 | 98020 | Central Supply | B BRAUN MEDICAL INC | INFUSOMAT SPACE | 8713050U | INFUSION PUMPS | 20120040 |  | 192207 | 2017-07-13 | 2019-07-15 | 2012-06-22 | USD | 2449.3 | Active | UNM - Sandoval Regional Medical Center
CAP7031 | 1262123 | 98020 | Central Supply | B BRAUN MEDICAL INC | INFUSOMAT SPACE | 8713050U | INFUSION PUMPS | 20120040 |  | 191871 | 2016-06-24 | 2018-07-15 | 2012-06-22 | USD | 2449.3 | Active | UNM - Sandoval Regional Medical Center
CAP6338 | 1262124 | 98020 | Central Supply | B BRAUN MEDICAL INC | INFUSOMAT SPACE | 8713050U | INFUSION PUMPS | 20120040 |  | 192120 | 2016-08-03 | 2018-08-15 | 2012-06-22 | USD | 2449.3 | Active | UNM - Sandoval Regional Medical Center
CAP6254 | 1262125 | 98020 | Central Supply | B BRAUN MEDICAL INC | INFUSOMAT SPACE | 8713050U | INFUSION PUMPS | 20120040 |  | 192203 | 2016-06-24 | 2018-07-15 | 2012-06-22 | USD | 2605 | Active | UNM - Sandoval Regional Medical Center
CAP7028 | 1262126 | 98020 | Central Supply | B BRAUN MEDICAL INC | INFUSOMAT SPACE | 8713050U | INFUSION PUMPS | 20120040 |  | 191977 | 2016-08-17 | 2018-08-15 | 2012-06-22 | USD | 2449.3 | Active | UNM - Sandoval Regional Medical Center
CAP7050 | 1262127 | 98020 | Central Supply | B BRAUN MEDICAL INC | INFUSOMAT SPACE | 8713050U | INFUSION PUMPS | 20120040 |  | 192301 | 2016-06-24 | 2018-07-15 | 2012-06-22 | USD | 2604 | Active | UNM - Sandoval Regional Medical Center
CAP6636 | 1262128 | 98020 | Central Supply | B BRAUN MEDICAL INC | INFUSOMAT SPACE | 8713050U | INFUSION PUMPS | 20120040 |  | 192167 | 2016-08-18 | 2018-08-15 | 2012-06-22 | USD | 2604 | Active | UNM - Sandoval Regional Medical Center
CAP7076 | 1262129 | 98020 | Central Supply | B BRAUN MEDICAL INC | INFUSOMAT SPACE | 8713050U | INFUSION PUMPS | 20120040 |  | 192296 | 2016-08-17 | 2018-08-15 | 2012-06-22 | USD | 2604 | Active | UNM - Sandoval Regional Medical Center
CAP6318 | 1262169 | 98020 | Central Supply | B BRAUN MEDICAL INC | INFUSOMAT SPACE | 8713050U | INFUSION PUMPS | 20120040 |  | 192298 | 2016-08-23 | 2018-08-15 | 2012-06-22 | USD | 2449.3 | Active | UNM - Sandoval Regional Medical Center
CAP6140 | 1262130 | 98020 | Central Supply | B BRAUN MEDICAL INC | INFUSOMAT SPACE | 8713050U | INFUSION PUMPS | 20120040 |  | 191870 | 2016-06-22 | 2018-07-15 | 2012-06-22 | USD | 2604 | Active | UNM - Sandoval Regional Medical Center
CAP7694 | 1262131 | 98020 | Central Supply | B BRAUN MEDICAL INC | INFUSOMAT SPACE | 8713050U | INFUSION PUMPS | 20120040 |  | 192344 | 2016-06-27 | 2018-07-15 | 2012-06-22 | USD | 2449.3 | Active | UNM - Sandoval Regional Medical Center
CAP7243 | 1262132 | 98020 | Central Supply | B BRAUN MEDICAL INC | INFUSOMAT SPACE | 8713050U | INFUSION PUMPS | 20120040 |  | 192016 | 2016-06-24 | 2018-07-15 | 2012-06-22 | USD | 2604 | Active | UNM - Sandoval Regional Medical Center
CAP6196 | 1262215 | 98020 | Central Supply | B BRAUN MEDICAL INC | INFUSOMAT SPACE | 8713050U | INFUSION PUMPS | 20120040 |  | 192168 | 2016-06-24 | 2018-07-15 | 2012-06-22 | USD | 2449.3 | Active | UNM - Sandoval Regional Medical Center
CAP6157 | 1262134 | 98020 | Central Supply | B BRAUN MEDICAL INC | INFUSOMAT SPACE | 8713050U | INFUSION PUMPS | 20120040 |  | 192118 | 2016-08-10 | 2018-08-15 | 2012-06-22 | USD | 2605 | Active | UNM - Sandoval Regional Medical Center
CAP9052 | 1262135 | 98020 | Central Supply | B BRAUN MEDICAL INC | INFUSOMAT SPACE | 8713050U | INFUSION PUMPS | 20120040 |  | 192339 | 2016-08-23 | 2018-08-15 | 2012-06-22 | USD | 2449.3 | Active | UNM - Sandoval Regional Medical Center
CAP8407 | 1262150 | 98020 | Central Supply | B BRAUN MEDICAL INC | INFUSOMAT SPACE | 8713050U | INFUSION PUMPS | 20120040 |  | 192351 | 2016-06-24 | 2018-07-15 | 2012-06-22 | USD | 2605 | Active | UNM - Sandoval Regional Medical Center
CAP6155 | 1262182 | 98020 | Central Supply | B BRAUN MEDICAL INC | INFUSOMAT SPACE | 8713050U | INFUSION PUMPS | 20120040 |  | 192220 | 2016-06-22 | 2018-07-15 | 2012-06-22 | USD | 2605 | Active | UNM - Sandoval Regional Medical Center
CAP6134 | 1262136 | 98020 | Central Supply | B BRAUN MEDICAL INC | INFUSOMAT SPACE | 8713050U | INFUSION PUMPS | 20120040 |  | 192115 | 2016-08-03 | 2018-08-15 | 2012-06-22 | USD | 2604 | Active | UNM - Sandoval Regional Medical Center
CAP6637 | 1262137 | 98020 | Central Supply | B BRAUN MEDICAL INC | INFUSOMAT SPACE | 8713050U | INFUSION PUMPS | 20120040 |  | 191949 | 2016-08-10 | 2018-08-15 | 2012-06-22 | USD | 2604 | Active | UNM - Sandoval Regional Medical Center
CAP7699 | 1262138 | 98020 | Central Supply | B BRAUN MEDICAL INC | INFUSOMAT SPACE | 8713050U | INFUSION PUMPS | 20120040 |  | 191893 | 2017-07-18 | 2019-07-15 | 2012-06-22 | USD | 2449.3 | Active | UNM - Sandoval Regional Medical Center
CAP6125 | 1262196 | 98020 | Central Supply | B BRAUN MEDICAL INC | INFUSOMAT SPACE | 8713050U | INFUSION PUMPS | 20120040 |  | 192374 | 2016-08-03 | 2018-08-15 | 2012-06-22 | USD | 2604 | Active | UNM - Sandoval Regional Medical Center
CAP7029 | 1262139 | 98020 | Central Supply | B BRAUN MEDICAL INC | INFUSOMAT SPACE | 8713050U | INFUSION PUMPS | 20120040 |  | 192062 | 2016-06-27 | 2018-07-15 | 2012-06-22 | USD | 2449.3 | Active | UNM - Sandoval Regional Medical Center
CAP7697 | 1262140 | 98020 | Central Supply | B BRAUN MEDICAL INC | INFUSOMAT SPACE | 8713050U | INFUSION PUMPS | 20120040 |  | 191951 | 2016-08-10 | 2018-07-15 | 2012-06-22 | USD | 2449.3 | Active | UNM - Sandoval Regional Medical Center
CAP6137 | 1262190 | 98020 | Central Supply | B BRAUN MEDICAL INC | INFUSOMAT SPACE | 8713050U | INFUSION PUMPS | 20120040 |  | 191936 | 2016-08-03 | 2018-08-15 | 2012-06-22 | USD | 2604 | Active | UNM - Sandoval Regional Medical Center
CAP9054 | 1262141 | 98020 | Central Supply | B BRAUN MEDICAL INC | INFUSOMAT SPACE | 8713050U | INFUSION PUMPS | 20120040 |  | 191967 | 2017-07-17 | 2019-07-15 | 2012-06-22 | USD | 2449.3 | Active | UNM - Sandoval Regional Medical Center
CAP6154 | 1262142 | 98020 | Central Supply | B BRAUN MEDICAL INC | INFUSOMAT SPACE | 8713050U | INFUSION PUMPS | 20120040 |  | 191964 | 2016-08-04 | 2018-08-15 | 2012-06-22 | USD | 2605 | Active | UNM - Sandoval Regional Medical Center
CAP6176 | 1262143 | 98020 | Central Supply | B BRAUN MEDICAL INC | INFUSOMAT SPACE | 8713050U | INFUSION PUMPS | 20120040 |  | 192117 | 2016-08-23 | 2018-08-15 | 2012-06-22 | USD | 2605 | Active | UNM - Sandoval Regional Medical Center
CAP6132 | 1262144 | 98020 | Central Supply | B BRAUN MEDICAL INC | INFUSOMAT SPACE | 8713050U | INFUSION PUMPS | 20120040 |  | 192051 | 2016-08-03 | 2018-08-15 | 2012-06-22 | USD | 2604 | Active | UNM - Sandoval Regional Medical Center
CAP7066 | 1262145 | 98020 | Central Supply | B BRAUN MEDICAL INC | INFUSOMAT SPACE | 8713050U | INFUSION PUMPS | 20120040 |  | 192175 | 2016-06-22 | 2018-07-15 | 2012-06-22 | USD | 2604 | Active | UNM - Sandoval Regional Medical Center
CAP6153 | 1262178 | 98020 | Central Supply | B BRAUN MEDICAL INC | INFUSOMAT SPACE | 8713050U | INFUSION PUMPS | 20120040 |  | 192174 | 2016-08-03 | 2018-08-15 | 2012-06-22 | USD | 2604 | Active | UNM - Sandoval Regional Medical Center
CAP7696 | 1262146 | 98020 | Central Supply | B BRAUN MEDICAL INC | INFUSOMAT SPACE | 8713050U | INFUSION PUMPS | 20120040 |  | 191976 | 2016-06-22 | 2018-07-15 | 2012-06-22 | USD | 2449.3 | Active | UNM - Sandoval Regional Medical Center
CAP6399 | 1262153 | 98020 | Central Supply | B BRAUN MEDICAL INC | INFUSOMAT SPACE | 8713050U | INFUSION PUMPS | 20120040 |  | 192383 | 2017-07-13 | 2019-07-15 | 2012-06-22 | USD | 2604 | Active | UNM - Sandoval Regional Medical Center
CAP6131 | 1262147 | 98020 | Central Supply | B BRAUN MEDICAL INC | INFUSOMAT SPACE | 8713050U | INFUSION PUMPS | 20120040 |  | 191958 | 2017-07-11 | 2019-07-15 | 2012-06-22 | USD | 2604 | Active | UNM - Sandoval Regional Medical Center
CAP6183 | 1262148 | 98020 | Central Supply | B BRAUN MEDICAL INC | INFUSOMAT SPACE | 8713050U | INFUSION PUMPS | 20120040 |  | 192060 | 2016-08-23 | 2018-08-15 | 2012-06-22 | USD | 2605 | Active | UNM - Sandoval Regional Medical Center
CAP6736 | 1262149 | 98020 | Central Supply | B BRAUN MEDICAL INC | INFUSOMAT SPACE | 8713050U | INFUSION PUMPS | 20120040 |  | 192116 | 2017-07-11 | 2019-07-15 | 2012-06-22 | USD | 2604 | Active | UNM - Sandoval Regional Medical Center
CAP6635 | 1262151 | 98020 | Central Supply | B BRAUN MEDICAL INC | INFUSOMAT SPACE | 8713050U | INFUSION PUMPS | 20120040 |  | 192119 | 2016-08-03 | 2018-08-15 | 2012-06-22 | USD | 2604 | Active | UNM - Sandoval Regional Medical Center
CAP6152 | 1262152 | 98020 | Central Supply | B BRAUN MEDICAL INC | INFUSOMAT SPACE | 8713050U | INFUSION PUMPS | 20120040 |  | 192368 | 2016-08-23 | 2018-08-15 | 2012-06-22 | USD | 2604 | Active | UNM - Sandoval Regional Medical Center
CAP6634 | 1262188 | 98020 | Central Supply | B BRAUN MEDICAL INC | INFUSOMAT SPACE | 8713050U | INFUSION PUMPS | 20120040 |  | 192266 | 2016-08-03 | 2018-08-15 | 2012-06-22 | USD | 2604 | Active | UNM - Sandoval Regional Medical Center
CAP7698 | 1262154 | 98020 | Central Supply | B BRAUN MEDICAL INC | INFUSOMAT SPACE | 8713050U | INFUSION PUMPS | 20120040 |  | 192379 | 2016-09-07 | 2018-07-15 | 2012-06-22 | USD | 2449.3 | Active | UNM - Sandoval Regional Medical Center
CAP6130 | 1262157 | 98020 | Central Supply | B BRAUN MEDICAL INC | INFUSOMAT SPACE | 8713050U | INFUSION PUMPS | 20120040 |  | 192361 | 2017-07-17 | 2019-07-15 | 2012-06-22 | USD | 2604 | Active | UNM - Sandoval Regional Medical Center
CAP7235 | 1262173 | 98020 | Central Supply | B BRAUN MEDICAL INC | INFUSOMAT SPACE | 8713050U | INFUSION PUMPS | 20120040 |  | 192346 | 2016-08-10 | 2018-08-15 | 2012-06-22 | USD | 2604 | Active | UNM - Sandoval Regional Medical Center
CAP6241 | 1262155 | 98020 | Central Supply | B BRAUN MEDICAL INC | INFUSOMAT SPACE | 8713050U | INFUSION PUMPS | 20120040 |  | 192330 | 2016-08-10 | 2018-08-15 | 2012-06-22 | USD | 2605 | Active | UNM - Sandoval Regional Medical Center
CAP7149 | 1262171 | 98020 | Central Supply | B BRAUN MEDICAL INC | INFUSOMAT SPACE | 8713050U | INFUSION PUMPS | 20120040 |  | 192161 | 2017-07-17 | 2019-07-15 | 2012-06-22 | USD | 2605 | Active | UNM - Sandoval Regional Medical Center
CAP6421 | 1262156 | 98020 | Central Supply | B BRAUN MEDICAL INC | INFUSOMAT SPACE | 8713050U | INFUSION PUMPS | 20120040 |  | 192352 | 2017-07-11 | 2019-07-15 | 2012-06-22 | USD | 2604 | Active | UNM - Sandoval Regional Medical Center
CAP6442 | 1262158 | 98020 | Central Supply | B BRAUN MEDICAL INC | INFUSOMAT SPACE | 8713050U | INFUSION PUMPS | 20120040 |  | 192275 | 2017-07-18 | 2019-07-15 | 2012-06-22 | USD | 2604 | Active | UNM - Sandoval Regional Medical Center
CAP6337 | 1262172 | 98020 | Central Supply | B BRAUN MEDICAL INC | INFUSOMAT SPACE | 8713050U | INFUSION PUMPS | 20120040 |  | 191979 | 2016-08-03 | 2018-08-15 | 2012-06-22 | USD | 2449.3 | Active | UNM - Sandoval Regional Medical Center
CAP6188 | 1262160 | 98020 | Central Supply | B BRAUN MEDICAL INC | INFUSOMAT SPACE | 8713050U | INFUSION PUMPS | 20120040 |  | 192359 | 2016-08-03 | 2018-08-15 | 2012-06-22 | USD | 2605 | Active | UNM - Sandoval Regional Medical Center
CAP7067 | 1262161 | 98020 | Central Supply | B BRAUN MEDICAL INC | INFUSOMAT SPACE | 8713050U | INFUSION PUMPS | 20120040 |  | 192382 | 2016-08-04 | 2018-08-15 | 2012-06-22 | USD | 2604 | Active | UNM - Sandoval Regional Medical Center
CAP6170 | 1262162 | 98020 | Central Supply | B BRAUN MEDICAL INC | INFUSOMAT SPACE | 8713050U | INFUSION PUMPS | 20120040 |  | 191902 | 2016-06-22 | 2018-07-15 | 2012-06-22 | USD | 2605 | Active | UNM - Sandoval Regional Medical Center
CAP6443 | 1262163 | 98020 | Central Supply | B BRAUN MEDICAL INC | INFUSOMAT SPACE | 8713050U | INFUSION PUMPS | 20120040 |  | 192268 | 2016-06-27 | 2018-07-15 | 2012-06-22 | USD | 2604 | Active | UNM - Sandoval Regional Medical Center
CAP6441 | 1262164 | 98020 | Central Supply | B BRAUN MEDICAL INC | INFUSOMAT SPACE | 8713050U | INFUSION PUMPS | 20120040 |  | 192289 | 2016-06-24 | 2018-07-15 | 2012-06-22 | USD | 2604 | Active | UNM - Sandoval Regional Medical Center
CAP6311 | 1262191 | 98020 | Central Supply | B BRAUN MEDICAL INC | INFUSOMAT SPACE | 8713050U | INFUSION PUMPS | 20120040 |  | 192246 | 2016-06-27 | 2018-07-15 | 2012-06-22 | USD | 2449.3 | Active | UNM - Sandoval Regional Medical Center
CAP6144 | 1262165 | 98020 | Central Supply | B BRAUN MEDICAL INC | INFUSOMAT SPACE | 8713050U | INFUSION PUMPS | 20120040 |  | 192310 | 2016-06-24 | 2018-07-15 | 2012-06-22 | USD | 2604 | Active | UNM - Sandoval Regional Medical Center
CAP7575 | 1262195 | 98020 | Central Supply | B BRAUN MEDICAL INC | INFUSOMAT SPACE | 8713050U | INFUSION PUMPS | 20120040 |  | 192357 | 2016-06-22 | 2018-07-15 | 2012-06-22 | USD | 2604 | Active | UNM - Sandoval Regional Medical Center
CAP6135 | 1262166 | 98020 | Central Supply | B BRAUN MEDICAL INC | INFUSOMAT SPACE | 8713050U | INFUSION PUMPS | 20120040 |  | 192338 | 2016-06-24 | 2018-07-15 | 2012-06-22 | USD | 2604 | Active | UNM - Sandoval Regional Medical Center
CAP7254 | 1262167 | 98020 | Central Supply | B BRAUN MEDICAL INC | INFUSOMAT SPACE | 8713050U | INFUSION PUMPS | 20120040 |  | 192066 | 2016-06-22 | 2018-07-15 | 2012-06-22 | USD | 2604 | Active | UNM - Sandoval Regional Medical Center
CAP6231 | 1262168 | 98020 | Central Supply | B BRAUN MEDICAL INC | INFUSOMAT SPACE | 8713050U | INFUSION PUMPS | 20120040 |  | 192215 | 2016-08-03 | 2018-08-15 | 2012-06-22 | USD | 2605 | Active | UNM - Sandoval Regional Medical Center
CAP6212 | 1262170 | 98020 | Central Supply | B BRAUN MEDICAL INC | INFUSOMAT SPACE | 8713050U | INFUSION PUMPS | 20120040 |  | 192320 | 2016-08-05 | 2018-08-15 | 2012-06-22 | USD | 2605 | Active | UNM - Sandoval Regional Medical Center
CAP6136 | 1262183 | 98020 | Central Supply | B BRAUN MEDICAL INC | INFUSOMAT SPACE | 8713050U | INFUSION PUMPS | 20120040 |  | 192213 | 2016-08-10 | 2018-08-15 | 2012-06-22 | USD | 2604 | Active | UNM - Sandoval Regional Medical Center
CAP7065 | 1262184 | 98020 | Central Supply | B BRAUN MEDICAL INC | INFUSOMAT SPACE | 8713050U | INFUSION PUMPS | 20120040 |  | 192340 | 2016-06-27 | 2018-07-15 | 2012-06-22 | USD | 2604 | Active | UNM - Sandoval Regional Medical Center
CAP6202 | 1262175 | 98020 | Central Supply | B BRAUN MEDICAL INC | INFUSOMAT SPACE | 8713050U | INFUSION PUMPS | 20120040 |  | 192331 | 2016-08-04 | 2018-08-15 | 2012-06-22 | USD | 2449.3 | Active | UNM - Sandoval Regional Medical Center
CAP7236 | 1262174 | 98020 | Central Supply | B BRAUN MEDICAL INC | INFUSOMAT SPACE | 8713050U | INFUSION PUMPS | 20120040 |  | 192336 | 2016-08-10 | 2018-08-15 | 2012-06-22 | USD | 2604 | Active | UNM - Sandoval Regional Medical Center
CAP8644 | 1262176 | 98020 | Central Supply | B BRAUN MEDICAL INC | INFUSOMAT SPACE | 8713050U | INFUSION PUMPS | 20120040 |  | 192403 | 2016-08-10 | 2018-08-15 | 2012-06-22 | USD | 2449.3 | Active | UNM - Sandoval Regional Medical Center
CAP7701 | 1262203 | 98020 | Central Supply | B BRAUN MEDICAL INC | INFUSOMAT SPACE | 8713050U | INFUSION PUMPS | 20120040 |  | 192299 | 2016-08-05 | 2018-08-15 | 2012-06-22 | USD | 2449.3 | Active | UNM - Sandoval Regional Medical Center
CAP9053 | 1262177 | 98020 | Central Supply | B BRAUN MEDICAL INC | INFUSOMAT SPACE | 8713050U | INFUSION PUMPS | 20120040 |  | 192206 | 2016-06-22 | 2018-07-15 | 2012-06-22 | USD | 2449.3 | Active | UNM - Sandoval Regional Medical Center
CAP7574 | 1262179 | 98020 | Central Supply | B BRAUN MEDICAL INC | INFUSOMAT SPACE | 8713050U | INFUSION PUMPS | 20120040 |  | 192185 | 2017-07-18 | 2019-07-15 | 2012-06-22 | USD | 2604 | Active | UNM - Sandoval Regional Medical Center
CAP6259 | 1262180 | 98020 | Central Supply | B BRAUN MEDICAL INC | INFUSOMAT SPACE | 8713050U | INFUSION PUMPS | 20120040 |  | 192365 | 2016-08-03 | 2018-08-15 | 2012-06-22 | USD | 2605 | Active | UNM - Sandoval Regional Medical Center
CAP6310 | 1262214 | 98020 | Central Supply | B BRAUN MEDICAL INC | INFUSOMAT SPACE | 8713050U | INFUSION PUMPS | 20120040 |  | 191884 | 2016-08-23 | 2018-08-15 | 2012-06-22 | USD | 2449.3 | Active | UNM - Sandoval Regional Medical Center
CAP6146 | 1262194 | 98020 | Central Supply | B BRAUN MEDICAL INC | INFUSOMAT SPACE | 8713050U | INFUSION PUMPS |  |  | 192164 | 2017-03-17 | 2018-08-15 | 2012-06-22 | USD |  | Reactivated | UNM - Sandoval Regional Medical Center
CAP6248 | 1262181 | 98020 | Central Supply | B BRAUN MEDICAL INC | INFUSOMAT SPACE | 8713050U | INFUSION PUMPS | 20120040 |  | 192202 | 2016-08-04 | 2018-08-15 | 2012-06-22 | USD | 2449.3 | Active | UNM - Sandoval Regional Medical Center
CAP6767 | 1262185 | 98020 | Central Supply | B BRAUN MEDICAL INC | INFUSOMAT SPACE | 8713050U | INFUSION PUMPS | 20120040 |  | 192223 | 2016-08-10 | 2018-08-15 | 2012-06-22 | USD | 2604 | Active | UNM - Sandoval Regional Medical Center
CAP6151 | 1262205 | 98020 | Central Supply | B BRAUN MEDICAL INC | INFUSOMAT SPACE | 8713050U | INFUSION PUMPS | 20120040 |  | 192001 | 2017-07-18 | 2019-07-15 | 2012-06-22 | USD | 2604 | Active | UNM - Sandoval Regional Medical Center
CAP8408 | 1262186 | 98020 | Central Supply | B BRAUN MEDICAL INC | INFUSOMAT SPACE | 8713050U | INFUSION PUMPS | 20120040 |  | 192367 | 2016-08-10 | 2018-08-15 | 2012-06-22 | USD | 2605 | Active | UNM - Sandoval Regional Medical Center
CAP6211 | 1262187 | 98020 | Central Supply | B BRAUN MEDICAL INC | INFUSOMAT SPACE | 8713050U | INFUSION PUMPS | 20120040 |  | 191889 | 2016-06-22 | 2018-07-15 | 2012-06-22 | USD | 2449.3 | Active | UNM - Sandoval Regional Medical Center
CAP6958 | 1262189 | 98020 | Central Supply | B BRAUN MEDICAL INC | INFUSOMAT SPACE | 8713050U | INFUSION PUMPS | 20120040 |  | 192264 | 2016-08-10 | 2018-08-15 | 2012-06-22 | USD | 2449.3 | Active | UNM - Sandoval Regional Medical Center
CAP6287 | 1262200 | 98020 | Central Supply | B BRAUN MEDICAL INC | INFUSOMAT SPACE | 8713050U | INFUSION PUMPS | 20120040 |  | 192342 | 2016-06-22 | 2018-07-15 | 2012-06-22 | USD | 2449.3 | Active | UNM - Sandoval Regional Medical Center
CAP6292 | 1262193 | 98020 | Central Supply | B BRAUN MEDICAL INC | INFUSOMAT SPACE | 8713050U | INFUSION PUMPS | 20120040 |  | 192169 | 2016-06-22 | 2018-07-15 | 2012-06-22 | USD | 2604 | Active | UNM - Sandoval Regional Medical Center
CAP6255 | 1262197 | 98020 | Central Supply | B BRAUN MEDICAL INC | INFUSOMAT SPACE | 8713050U | INFUSION PUMPS | 20120040 |  | 192258 | 2016-08-04 | 2018-08-15 | 2012-06-22 | USD | 2605 | Active | UNM - Sandoval Regional Medical Center
CAP7695 | 1262198 | 98020 | Central Supply | B BRAUN MEDICAL INC | INFUSOMAT SPACE | 8713050U | INFUSION PUMPS | 20120040 |  | 192385 | 2016-06-30 | 2018-07-15 | 2012-06-22 | USD | 2449.3 | Active | UNM - Sandoval Regional Medical Center
CAP6750 | 1262199 | 98020 | Central Supply | B BRAUN MEDICAL INC | INFUSOMAT SPACE | 8713050U | INFUSION PUMPS | 20120040 |  | 192260 | 2017-07-11 | 2019-07-15 | 2012-06-22 | USD | 2604 | Active | UNM - Sandoval Regional Medical Center
CAP6203 | 1262201 | 98020 | Central Supply | B BRAUN MEDICAL INC | INFUSOMAT SPACE | 8713050U | INFUSION PUMPS | 20120040 |  | 192170 | 2017-07-13 | 2019-07-15 | 2012-06-22 | USD | 2449.3 | Active | UNM - Sandoval Regional Medical Center
CAP6139 | 1262202 | 98020 | Central Supply | B BRAUN MEDICAL INC | INFUSOMAT SPACE | 8713050U | INFUSION PUMPS | 20120040 |  | 192210 | 2016-08-10 | 2018-08-15 | 2012-06-22 | USD | 2604 | Active | UNM - Sandoval Regional Medical Center
CAP9051 | 1262204 | 98020 | Central Supply | B BRAUN MEDICAL INC | INFUSOMAT SPACE | 8713050U | INFUSION PUMPS | 20120040 |  | 192297 | 2016-06-24 | 2018-07-15 | 2012-06-22 | USD | 2449.3 | Active | UNM - Sandoval Regional Medical Center
CAP6163 | 1262206 | 98020 | Central Supply | B BRAUN MEDICAL INC | INFUSOMAT SPACE | 8713050U | INFUSION PUMPS | 20120040 |  | 192319 | 2016-08-03 | 2018-08-15 | 2012-06-22 | USD | 2605 | Active | UNM - Sandoval Regional Medical Center
CAP7256 | 1262207 | 98020 | Central Supply | B BRAUN MEDICAL INC | INFUSOMAT SPACE | 8713050U | INFUSION PUMPS | 20120040 |  | 192212 | 2017-07-13 | 2019-07-15 | 2012-06-22 | USD | 2604 | Active | UNM - Sandoval Regional Medical Center
CAP6402 | 1262208 | 98020 | Central Supply | B BRAUN MEDICAL INC | INFUSOMAT SPACE | 8713050U | INFUSION PUMPS | 20120040 |  | 192171 | 2017-07-11 | 2019-07-15 | 2012-06-22 | USD | 2604 | Active | UNM - Sandoval Regional Medical Center
CAP6734 | 1262213 | 98020 | Central Supply | B BRAUN MEDICAL INC | INFUSOMAT SPACE | 8713050U | INFUSION PUMPS | 20120040 |  | 192415 | 2016-08-18 | 2018-08-15 | 2012-06-22 | USD | 2604 | Active | UNM - Sandoval Regional Medical Center
CAP6260 | 1262209 | 98020 | Central Supply | B BRAUN MEDICAL INC | INFUSOMAT SPACE | 8713050U | INFUSION PUMPS | 20120040 |  | 192235 | 2016-08-23 | 2018-08-15 | 2012-06-22 | USD | 2449.3 | Active | UNM - Sandoval Regional Medical Center
CAP6400 | 1262210 | 98020 | Central Supply | B BRAUN MEDICAL INC | INFUSOMAT SPACE | 8713050U | INFUSION PUMPS | 20120040 |  | 192166 | 2017-07-13 | 2019-07-15 | 2012-06-22 | USD | 2604 | Active | UNM - Sandoval Regional Medical Center
CAP6398 | 1262211 | 98020 | Central Supply | B BRAUN MEDICAL INC | INFUSOMAT SPACE | 8713050U | INFUSION PUMPS | 20120040 |  | 192216 | 2017-07-18 | 2019-07-15 | 2012-06-22 | USD | 2604 | Active | UNM - Sandoval Regional Medical Center
CAP6752 | 1262212 | 98020 | Central Supply | B BRAUN MEDICAL INC | INFUSOMAT SPACE | 8713050U | INFUSION PUMPS | 20120040 |  | 192197 | 2016-08-10 | 2018-08-15 | 2012-06-22 | USD | 2604 | Active | UNM - Sandoval Regional Medical Center
CAP6316 | 1262220 | 98020 | Central Supply | B BRAUN MEDICAL INC | INFUSOMAT SPACE | 8713050U | INFUSION PUMPS | 20120040 |  | 192251 | 2017-07-17 | 2019-07-15 | 2012-06-22 | USD | 2449.3 | Active | UNM - Sandoval Regional Medical Center
CAP6133 | 1262216 | 98020 | Central Supply | B BRAUN MEDICAL INC | INFUSOMAT SPACE | 8713050U | INFUSION PUMPS | 20120040 |  | 192280 | 2016-08-23 | 2018-08-15 | 2012-06-22 | USD | 2604 | Active | UNM - Sandoval Regional Medical Center
CAP6128 | 1262217 | 98020 | Central Supply | B BRAUN MEDICAL INC | INFUSOMAT SPACE | 8713050U | INFUSION PUMPS | 20120040 |  | 192239 | 2016-06-24 | 2018-07-15 | 2012-06-22 | USD | 2604 | Active | UNM - Sandoval Regional Medical Center
CAP8409 | 1262218 | 98020 | Central Supply | B BRAUN MEDICAL INC | INFUSOMAT SPACE | 8713050U | INFUSION PUMPS | 20120040 |  | 192375 | 2016-07-28 | 2018-07-15 | 2012-06-22 | USD | 2449.3 | Active | UNM - Sandoval Regional Medical Center
CAP9081 | 1262219 | 98020 | Central Supply | B BRAUN MEDICAL INC | INFUSOMAT SPACE | 8713050U | INFUSION PUMPS | 20120040 |  | 192291 | 2016-08-10 | 2018-08-15 | 2012-06-22 | USD | 2449.3 | Active | UNM - Sandoval Regional Medical Center
SRMC 000178 | 1262279 | 15000 | Operating Room | MEDTRONIC INC | STEALTHSTATION S7 | STEALTHSTATION S7 | STEREOTACTIC SYSTEMS | 20120041 |  | N01069996 | 2017-02-19 | 2018-02-15 | 2012-06-22 | USD | 100672.82 | Active | UNM - Sandoval Regional Medical Center
SRMC 001146 | 1262052 | 15055 | Anesthesia | DRAEGER MEDICAL INC | APOLLO | 8606500-54 | ANESTHESIA UNITS | 20120038 |  | ASCJ-0254 | 2017-06-20 | 2017-12-15 | 2012-06-22 | USD | 66435.2 | Active | UNM - Sandoval Regional Medical Center
CAP6606 | 1262221 | 15040 | PACU | HELMER LABS INC | HORIZON SERIES (HLR105) | HORIZON SERIES (HLR105) | REFRIGERATORS/ LABORATORY | 20120042 |  | 1007054 | 2016-10-02 | 2017-10-15 | 2012-06-22 | USD | 2096.74 | Active | UNM - Sandoval Regional Medical Center
SRMC 000497 | 1262257 | 15000 | Operating Room | MEDTRONIC INC | FORCE TRIAD | FORCE TRIAD | ELECTROSURGICAL UNITS/ MONOPOLAR/ BIPOLAR | 20120150 |  | T2E29592EX | 2017-06-14 | 2018-06-15 | 2012-06-22 | USD | 19356.11 | Active | UNM - Sandoval Regional Medical Center
SRMC 001019 | 1262253 | 15000 | Operating Room | MEDTRONIC INC | FORCE TRIAD | FORCE TRIAD | ELECTROSURGICAL UNITS/ MONOPOLAR/ BIPOLAR | 20120150 |  | T2E29603EX | 2017-06-13 | 2018-06-15 | 2012-06-22 | USD | 19356.1 | Active | UNM - Sandoval Regional Medical Center
SRMC 001101 | 1262259 | 15000 | Operating Room | MEDTRONIC INC | FORCE TRIAD | FORCE TRIAD | ELECTROSURGICAL UNITS/ MONOPOLAR/ BIPOLAR | 20120150 |  | T2E29589EX | 2017-06-13 | 2018-06-15 | 2012-06-22 | USD | 19356.1 | Active | UNM - Sandoval Regional Medical Center
SRMC 000140 | 1262254 | 15000 | Operating Room | MEDTRONIC INC | FORCE TRIAD | FORCE TRIAD | ELECTROSURGICAL UNITS/ MONOPOLAR/ BIPOLAR | 20120150 |  | T2E29606EX | 2017-06-14 | 2018-06-15 | 2012-06-22 | USD | 19356.1 | Active | UNM - Sandoval Regional Medical Center
SRMC 001062 | 1262255 | 15000 | Operating Room | MEDTRONIC INC | FORCE TRIAD | FORCE TRIAD | ELECTROSURGICAL UNITS/ MONOPOLAR/ BIPOLAR | 20120150 |  | T2E29610EX | 2017-06-13 | 2018-06-15 | 2012-06-22 | USD | 19356.1 | Active | UNM - Sandoval Regional Medical Center
SRMC 001047 | 1262256 | 15000 | Operating Room | MEDTRONIC INC | FORCE TRIAD | FORCE TRIAD | ELECTROSURGICAL UNITS/ MONOPOLAR/ BIPOLAR | 20120150 |  | T2E29607EX | 2017-06-13 | 2018-06-15 | 2012-06-22 | USD | 19356.1 | Active | UNM - Sandoval Regional Medical Center
SRMC 001013 | 1262258 | 15000 | Operating Room | MEDTRONIC INC | FORCE TRIAD | FORCE TRIAD | ELECTROSURGICAL UNITS/ MONOPOLAR/ BIPOLAR | 20120150 |  | T2E29599EX | 2017-06-13 | 2018-06-15 | 2012-06-22 | USD | 19356.11 | Active | UNM - Sandoval Regional Medical Center
SRMC 001096 | 1261820 | 15055 | Anesthesia | PHILIPS HEALTHCARE | INTELLIVUE G5 | G5 | MONITORS/ BEDSIDE/ ANESTHETIC GAS | 20110040 |  | ASDC-0272 | 2017-06-13 | 2017-12-15 | 2012-06-22 | USD | 27025.22 | Active | UNM - Sandoval Regional Medical Center
SRMC 001014 | 1262246 | 15000 | Operating Room | STRYKER CORP | NEPTUNE 2 ROVER ULTRA | NEPTUNE 2 ROVER ULTR | WASTE-DISPOSAL UNITS |  |  | 1214305623 | 2017-06-15 | 2017-12-15 | 2012-06-22 | USD |  | Reactivated | UNM - Sandoval Regional Medical Center
SRMC 001023 | 1262248 | 15000 | Operating Room | STRYKER CORP | NEPTUNE 2 ROVER ULTRA | NEPTUNE 2 ROVER ULTR | WASTE-DISPOSAL UNITS |  |  | 1214305633 | 2017-06-15 | 2017-12-15 | 2012-06-22 | USD |  | Reactivated | UNM - Sandoval Regional Medical Center
SRMC 000212 | 1262247 | 15000 | Operating Room | STRYKER CORP | NEPTUNE 2 ROVER ULTRA | NEPTUNE 2 ROVER ULTR | WASTE-DISPOSAL UNITS |  |  | 1213800383 | 2017-06-15 | 2017-12-15 | 2012-06-22 | USD |  | Reactivated | UNM - Sandoval Regional Medical Center
SRMC 000214 | 1262250 | 15000 | Operating Room | STRYKER CORP | NEPTUNE 2 ROVER ULTRA | NEPTUNE 2 ROVER ULTR | WASTE-DISPOSAL UNITS |  |  | 1213800243 | 2017-06-15 | 2017-12-15 | 2012-06-22 | USD |  | Reactivated | UNM - Sandoval Regional Medical Center
SRMC 000498 | 1262251 | 15000 | Operating Room | STRYKER CORP | NEPTUNE 2 ROVER ULTRA | NEPTUNE 2 ROVER ULTR | WASTE-DISPOSAL UNITS |  |  | 1213800363 | 2017-06-15 | 2017-12-15 | 2012-06-22 | USD |  | Reactivated | UNM - Sandoval Regional Medical Center
SRMC 001052 | 1262252 | 15000 | Operating Room | STRYKER CORP | NEPTUNE 2 ROVER ULTRA | NEPTUNE 2 ROVER ULTR | WASTE-DISPOSAL UNITS |  |  | 1214305593 | 2017-06-15 | 2017-12-15 | 2012-06-22 | USD |  | Reactivated | UNM - Sandoval Regional Medical Center
SRMC 001067 | 1261816 | 15055 | Anesthesia | PHILIPS HEALTHCARE | INTELLIVUE G5 | G5 | MONITORS/ BEDSIDE/ ANESTHETIC GAS | 20110040 |  | ASDC-0265 | 2017-06-13 | 2017-12-15 | 2012-06-22 | USD | 27025.22 | Active | UNM - Sandoval Regional Medical Center
SRMC 000095 | 1261682 | 12220 | Med/Surg Subacute | PHILIPS HEALTHCARE | INTELLIVUE MP5 | M8105A | MONITORING SYSTEMS/ PHYSIOLOGIC | 20110040 |  | DE21054636 | 2017-03-28 | 2018-03-15 | 2012-06-22 | USD | 9353.94 | Active | UNM - Sandoval Regional Medical Center
SRMC 001147 | 1261817 | 15055 | Anesthesia | PHILIPS HEALTHCARE | INTELLIVUE G5 | G5 | MONITORS/ BEDSIDE/ ANESTHETIC GAS | 20110040 |  | ASDC-0277 | 2017-06-13 | 2017-12-15 | 2012-06-22 | USD | 27025.22 | Active | UNM - Sandoval Regional Medical Center
SRMC 001104 | 1261819 | 15055 | Anesthesia | PHILIPS HEALTHCARE | INTELLIVUE G5 | G5 | MONITORS/ BEDSIDE/ ANESTHETIC GAS | 20110040 |  | ASDC-0264 | 2017-06-13 | 2017-12-15 | 2012-06-22 | USD | 27025.22 | Active | UNM - Sandoval Regional Medical Center
SRMC 001025 | 1261821 | 15055 | Anesthesia | PHILIPS HEALTHCARE | INTELLIVUE G5 | G5 | MONITORS/ BEDSIDE/ ANESTHETIC GAS | 20110040 |  | ASDC-0270 | 2017-06-14 | 2017-12-15 | 2012-06-22 | USD | 27025.22 | Active | UNM - Sandoval Regional Medical Center
SRMC 000251 | 1261700 | 15040 | PACU | PHILIPS HEALTHCARE | INTELLIVUE MP5 | M8105A | MONITORING SYSTEMS/ PHYSIOLOGIC | 20110040 |  | DE21054588 | 2017-01-30 | 2017-09-15 | 2012-06-22 | USD | 7805.77 | Active | UNM - Sandoval Regional Medical Center
SRMC 000026 | 1261679 | 12220 | Med/Surg Subacute | PHILIPS HEALTHCARE | INTELLIVUE MP5 | M8105A | MONITORING SYSTEMS/ PHYSIOLOGIC | 20110040 |  | DE21054641 | 2017-03-20 | 2018-03-15 | 2012-06-22 | USD | 9353.94 | Active | UNM - Sandoval Regional Medical Center
SRMC 000033 | 1261680 | 12220 | Med/Surg Subacute | PHILIPS HEALTHCARE | INTELLIVUE MP5 | M8105A | MONITORING SYSTEMS/ PHYSIOLOGIC | 20110040 |  | DE21054693 | 2017-03-06 | 2018-03-15 | 2012-06-22 | USD | 9353.94 | Active | UNM - Sandoval Regional Medical Center
SRMC 001511 | 1261688 | 15000 | Operating Room | PHILIPS HEALTHCARE | INTELLIVUE MP5 | M8105A | MONITORING SYSTEMS/ PHYSIOLOGIC | 20110040 |  | DE21054558 | 2016-10-01 | 2017-10-15 | 2012-06-22 | USD | 7805.77 | Active | UNM - Sandoval Regional Medical Center
SRMC 000485 | 1261681 | 12220 | Med/Surg Subacute | PHILIPS HEALTHCARE | INTELLIVUE MP5 | M8105A | MONITORING SYSTEMS/ PHYSIOLOGIC | 20110040 |  | DE21054640 | 2017-03-20 | 2018-03-15 | 2012-06-22 | USD | 9353.94 | Active | UNM - Sandoval Regional Medical Center
SRMC 000042 | 1261683 | 12220 | Med/Surg Subacute | PHILIPS HEALTHCARE | INTELLIVUE MP5 | M8105A | MONITORING SYSTEMS/ PHYSIOLOGIC | 20110040 |  | DE21054729 | 2017-03-22 | 2018-03-15 | 2012-06-22 | USD | 9353.94 | Active | UNM - Sandoval Regional Medical Center
SRMC 000044 | 1261684 | 12220 | Med/Surg Subacute | PHILIPS HEALTHCARE | INTELLIVUE MP5 | M8105A | MONITORING SYSTEMS/ PHYSIOLOGIC | 20110040 |  | DE21054749 | 2017-03-22 | 2018-03-15 | 2012-06-22 | USD | 9353.94 | Active | UNM - Sandoval Regional Medical Center
SRMC 000030 | 1261685 | 12220 | Med/Surg Subacute | PHILIPS HEALTHCARE | INTELLIVUE MP5 | M8105A | MONITORING SYSTEMS/ PHYSIOLOGIC | 20110040 |  | DE21054714 | 2017-03-06 | 2018-03-15 | 2012-06-22 | USD | 9353.94 | Active | UNM - Sandoval Regional Medical Center
SRMC 000039 | 1261686 | 12220 | Med/Surg Subacute | PHILIPS HEALTHCARE | INTELLIVUE MP5 | M8105A | MONITORING SYSTEMS/ PHYSIOLOGIC | 20110040 |  | DE21054692 | 2017-03-20 | 2018-03-15 | 2012-06-22 | USD | 9353.94 | Active | UNM - Sandoval Regional Medical Center
SRMC 000035 | 1261687 | 12220 | Med/Surg Subacute | PHILIPS HEALTHCARE | INTELLIVUE MP5 | M8105A | MONITORING SYSTEMS/ PHYSIOLOGIC | 20110040 |  | DE21054712 | 2017-03-21 | 2018-03-15 | 2012-06-22 | USD | 9353.94 | Active | UNM - Sandoval Regional Medical Center
SRMC 000032 | 1261689 | 12220 | Med/Surg Subacute | PHILIPS HEALTHCARE | INTELLIVUE MP5 | M8105A | MONITORING SYSTEMS/ PHYSIOLOGIC | 20110040 |  | DE21054680 | 2017-03-20 | 2018-03-15 | 2012-06-22 | USD | 9353.94 | Active | UNM - Sandoval Regional Medical Center
SRMC 000040 | 1261694 | 12220 | Med/Surg Subacute | PHILIPS HEALTHCARE | INTELLIVUE MP5 | M8105A | MONITORING SYSTEMS/ PHYSIOLOGIC | 20110040 |  | DE21054709 | 2017-03-27 | 2018-03-15 | 2012-06-22 | USD | 9353.94 | Active | UNM - Sandoval Regional Medical Center
CAP8473 | 1261859 | 15000 | Operating Room | PHILIPS HEALTHCARE | M3012A | M3012A | MODULES/ BLOOD PRESSURE | 20110040 |  | DE83747750 | 2017-06-13 | 2018-06-15 | 2012-06-22 | USD | 1201.43 | Active | UNM - Sandoval Regional Medical Center
SRMC 000023 | 1261690 | 12220 | Med/Surg Subacute | PHILIPS HEALTHCARE | INTELLIVUE MP5 | M8105A | MONITORING SYSTEMS/ PHYSIOLOGIC | 20110040 |  | DE21054769 | 2017-03-20 | 2018-03-15 | 2012-06-22 | USD | 9353.94 | Active | UNM - Sandoval Regional Medical Center
SRMC 000053 | 1261691 | 12220 | Med/Surg Subacute | PHILIPS HEALTHCARE | INTELLIVUE MP5 | M8105A | MONITORING SYSTEMS/ PHYSIOLOGIC | 20110040 |  | DE21054699 | 2017-03-21 | 2018-03-15 | 2012-06-22 | USD | 9353.94 | Active | UNM - Sandoval Regional Medical Center
SRMC 000422 | 1261706 | 21015 | Emergency Department | PHILIPS HEALTHCARE | INTELLIVUE X2 | M3002A | MONITORS/ PATIENT TRANSPORT | 20110040 |  | DE03799715 | 2017-01-17 | 2018-01-15 | 2012-06-22 | USD | 6890.54 | Active | UNM - Sandoval Regional Medical Center
SRMC 000148 | 1261692 | 15000 | Operating Room | PHILIPS HEALTHCARE | INTELLIVUE MP5 | M8105A | MONITORING SYSTEMS/ PHYSIOLOGIC | 20110040 |  | DE21054609 | 2016-10-01 | 2017-10-15 | 2012-06-22 | USD | 7805.77 | Active | UNM - Sandoval Regional Medical Center
SRMC 000329 | 1261693 | 12220 | Med/Surg Subacute | PHILIPS HEALTHCARE | INTELLIVUE MP5 | M8105A | MONITORING SYSTEMS/ PHYSIOLOGIC | 20110040 |  | DE2154744 | 2017-04-24 | 2018-04-15 | 2012-06-22 | USD | 9353.94 | Active | UNM - Sandoval Regional Medical Center
SRMC 000037 | 1261695 | 12220 | Med/Surg Subacute | PHILIPS HEALTHCARE | INTELLIVUE MP5 | M8105A | MONITORING SYSTEMS/ PHYSIOLOGIC | 20110040 |  | DE21054686 | 2017-03-20 | 2018-03-15 | 2012-06-22 | USD | 9353.94 | Active | UNM - Sandoval Regional Medical Center
SRMC 000038 | 1261696 | 12220 | Med/Surg Subacute | PHILIPS HEALTHCARE | INTELLIVUE MP5 | M8105A | MONITORING SYSTEMS/ PHYSIOLOGIC | 20110040 |  | DE21054747 | 2017-03-06 | 2018-03-15 | 2012-06-22 | USD | 9353.94 | Active | UNM - Sandoval Regional Medical Center
SRMC 000034 | 1261697 | 12220 | Med/Surg Subacute | PHILIPS HEALTHCARE | INTELLIVUE MP5 | M8105A | MONITORING SYSTEMS/ PHYSIOLOGIC | 20110040 |  | DE21054685 | 2017-03-06 | 2018-03-15 | 2012-06-22 | USD | 9353.94 | Active | UNM - Sandoval Regional Medical Center
SRMC 001033 | 1261698 | 12220 | Med/Surg Subacute | PHILIPS HEALTHCARE | INTELLIVUE MP5 | M8105A | MONITORING SYSTEMS/ PHYSIOLOGIC | 20110040 |  | DE21054683 | 2017-03-27 | 2018-03-15 | 2012-06-22 | USD | 9353.94 | Active | UNM - Sandoval Regional Medical Center
SRMC 001153 | 1261699 | 12220 | Med/Surg Subacute | PHILIPS HEALTHCARE | INTELLIVUE MP5 | M8105A | MONITORING SYSTEMS/ PHYSIOLOGIC | 20110040 |  | DE21054631 | 2017-03-24 | 2018-03-15 | 2012-06-22 | USD | 9353.94 | Active | UNM - Sandoval Regional Medical Center
SRMC 000036 | 1261701 | 12220 | Med/Surg Subacute | PHILIPS HEALTHCARE | INTELLIVUE MP5 | M8105A | MONITORING SYSTEMS/ PHYSIOLOGIC | 20110040 |  | DE21054730 | 2017-03-21 | 2018-03-15 | 2012-06-22 | USD | 9353.94 | Active | UNM - Sandoval Regional Medical Center
SRMC 000055 | 1261702 | 12220 | Med/Surg Subacute | PHILIPS HEALTHCARE | INTELLIVUE MP5 | M8105A | MONITORING SYSTEMS/ PHYSIOLOGIC |  |  | DE21054760 | 2017-03-29 | 2018-03-15 | 2012-06-22 | USD |  | Active | UNM - Sandoval Regional Medical Center
SRMC 000574 | 1261703 | 21015 | Emergency Department | PHILIPS HEALTHCARE | INTELLIVUE X2 | M3002A | MONITORS/ PATIENT TRANSPORT | 20110040 |  | DE03799728 | 2017-01-17 | 2018-01-15 | 2012-06-22 | USD | 6890.54 | Active | UNM - Sandoval Regional Medical Center
SRMC 000421 | 1261704 | 21015 | Emergency Department | PHILIPS HEALTHCARE | INTELLIVUE X2 | M3002A | MONITORS/ PATIENT TRANSPORT | 20110040 |  | DE03799879 | 2017-01-19 | 2018-01-15 | 2012-06-22 | USD | 6890.54 | Active | UNM - Sandoval Regional Medical Center
SRMC 000423 | 1261705 | 21015 | Emergency Department | PHILIPS HEALTHCARE | INTELLIVUE X2 | M3002A | MONITORS/ PATIENT TRANSPORT | 20110040 |  | DE03799727 | 2017-01-19 | 2018-01-15 | 2012-06-22 | USD | 6890.54 | Active | UNM - Sandoval Regional Medical Center
SRMC 000477 | 1261714 | 21015 | Emergency Department | PHILIPS HEALTHCARE | INTELLIVUE X2 | M3002A | MONITORS/ PATIENT TRANSPORT | 20110040 |  | DE03799714 | 2017-01-18 | 2018-01-15 | 2012-06-22 | USD | 6890.54 | Active | UNM - Sandoval Regional Medical Center
SRMC 000424 | 1261707 | 12120 | Medical/Cardiac ICU | PHILIPS HEALTHCARE | INTELLIVUE X2 | M3002A | MONITORS/ PATIENT TRANSPORT | 20110040 |  | DE03799859 | 2017-04-27 | 2018-05-15 | 2012-06-22 | USD | 6890.54 | Active | UNM - Sandoval Regional Medical Center
SRMC 000425 | 1261708 | 21015 | Emergency Department | PHILIPS HEALTHCARE | INTELLIVUE X2 | M3002A | MONITORS/ PATIENT TRANSPORT | 20110040 |  | DE03799703 | 2017-01-20 | 2018-01-15 | 2012-06-22 | USD | 6890.54 | Active | UNM - Sandoval Regional Medical Center
CAP8474 | 1261861 | 15000 | Operating Room | PHILIPS HEALTHCARE | M3012A | M3012A | MODULES/ BLOOD PRESSURE | 20110040 |  | DE83747752 | 2017-06-14 | 2018-06-15 | 2012-06-22 | USD | 1201.43 | Active | UNM - Sandoval Regional Medical Center
SRMC 000478 | 1261709 | 21015 | Emergency Department | PHILIPS HEALTHCARE | INTELLIVUE X2 | M3002A | MONITORS/ PATIENT TRANSPORT | 20110040 |  | DE03799711 | 2017-01-17 | 2018-01-15 | 2012-06-22 | USD | 6890.54 | Active | UNM - Sandoval Regional Medical Center
SRMC 000570 | 1261710 | 21015 | Emergency Department | PHILIPS HEALTHCARE | INTELLIVUE X2 | M3002A | MONITORS/ PATIENT TRANSPORT | 20110040 |  | DE03799707 | 2017-01-18 | 2018-01-15 | 2012-06-22 | USD | 6890.54 | Active | UNM - Sandoval Regional Medical Center
SRMC 000474 | 1261711 | 21015 | Emergency Department | PHILIPS HEALTHCARE | INTELLIVUE X2 | M3002A | MONITORS/ PATIENT TRANSPORT | 20110040 |  | DE03799730 | 2017-01-23 | 2018-01-15 | 2012-06-22 | USD | 6890.54 | Active | UNM - Sandoval Regional Medical Center
SRMC 000579 | 1261712 | 21015 | Emergency Department | PHILIPS HEALTHCARE | INTELLIVUE X2 | M3002A | MONITORS/ PATIENT TRANSPORT | 20110040 |  | DE037A0037 | 2017-01-17 | 2018-01-15 | 2012-06-22 | USD | 6890.54 | Active | UNM - Sandoval Regional Medical Center
SRMC 000472 | 1261713 | 21015 | Emergency Department | PHILIPS HEALTHCARE | INTELLIVUE X2 | M3002A | MONITORS/ PATIENT TRANSPORT | 20110040 |  | DE037A0038 | 2017-01-17 | 2018-01-15 | 2012-06-22 | USD | 6890.54 | Active | UNM - Sandoval Regional Medical Center
SRMC 000446 | 1262872 | 21015 | Emergency Department | PHILIPS HEALTHCARE | INTELLIVUE X2 | M3002A | MONITORS/ PATIENT TRANSPORT |  |  | DE03799728 | 2017-01-19 | 2018-01-15 | 2012-06-22 | USD |  | Active | UNM - Sandoval Regional Medical Center
SRMC 000227 | 1261782 | 21015 | Emergency Department | PHILIPS HEALTHCARE | INTELLIVUE MP50 | M8004A | MONITORS/ BEDSIDE | 20110040 |  | DE820A1196 | 2017-01-23 | 2018-01-15 | 2012-06-22 | USD | 8343.94 | Active | UNM - Sandoval Regional Medical Center
SRMC 000229 | 1261783 | 21015 | Emergency Department | PHILIPS HEALTHCARE | INTELLIVUE MP50 | M8004A | MONITORS/ BEDSIDE | 20110040 |  | DE820A1208 | 2017-01-17 | 2018-01-15 | 2012-06-22 | USD | 8343.94 | Active | UNM - Sandoval Regional Medical Center
CAP8475 | 1261858 | 15000 | Operating Room | PHILIPS HEALTHCARE | M3012A | M3012A | MODULES/ BLOOD PRESSURE | 20110040 |  | DE83747751 | 2017-06-13 | 2018-06-15 | 2012-06-22 | USD | 1201.43 | Active | UNM - Sandoval Regional Medical Center
CAP8175 | 1261863 | 15000 | Operating Room | PHILIPS HEALTHCARE | M3012A | M3012A | MODULES/ BLOOD PRESSURE | 20110040 |  | DE83747746 | 2017-06-13 | 2018-06-15 | 2012-06-22 | USD | 1201.43 | Active | UNM - Sandoval Regional Medical Center
5450 | 1261950 | 12220 | Med/Surg Subacute | PHILIPS HEALTHCARE | M3176C | M3176C | RECORDERS |  |  | US92610746 | 2012-09-07 | 2012-06-15 | 2012-06-22 | USD |  | Active | UNM - Sandoval Regional Medical Center
5451 | 1261951 | 12220 | Med/Surg Subacute | PHILIPS HEALTHCARE | M3176C | M3176C | RECORDERS |  |  | US92610640 | 2012-09-07 | 2012-06-15 | 2012-06-22 | USD |  | Active | UNM - Sandoval Regional Medical Center
SRMC 001034 | 1261945 | 12220 | Med/Surg Subacute | PHILIPS HEALTHCARE | INTELLIVUE M3150 | M3150 | DATA MANAGEMENT SYSTEMS | 20110040 |  | 5207A05550 | 2012-08-22 | 2012-06-15 | 2012-06-22 | USD | 32264.02 | Active | UNM - Sandoval Regional Medical Center
SRMC 001037 | 1261946 | 21015 | Emergency Department | PHILIPS HEALTHCARE | INTELLIVUE M3150 | M3150 | DATA MANAGEMENT SYSTEMS | 20110040 |  | 5207A05968 | 2012-08-22 | 2012-06-15 | 2012-06-22 | USD | 66289.07 | Active | UNM - Sandoval Regional Medical Center
SRMC 0001035 | 1261948 | 12120 | Medical/Cardiac ICU | PHILIPS HEALTHCARE | INTELLIVUE M3150 | M3150 | DATA MANAGEMENT SYSTEMS | 20110040 |  | 5207A05571 | 2016-05-09 | 2016-05-15 | 2012-06-22 | USD | 34731.8 | Active | UNM - Sandoval Regional Medical Center
SRMC 000066 | 1261947 | 12220 | Med/Surg Subacute | PHILIPS HEALTHCARE | INTELLIVUE M3150 | M3150 | DATA MANAGEMENT SYSTEMS | 20110040 |  | 5207A05549 | 2012-08-22 | 2012-06-15 | 2012-06-22 | USD | 32264.02 | Active | UNM - Sandoval Regional Medical Center
SRMC 000297 | 1261949 | 15040 | PACU | PHILIPS HEALTHCARE | INTELLIVUE M3150 | M3150 | DATA MANAGEMENT SYSTEMS | 20110040 |  | 5207A05548 | 2012-08-22 | 2012-06-15 | 2012-06-22 | USD | 62827.99 | Active | UNM - Sandoval Regional Medical Center
SRMC 000578 | 1261867 | 21015 | Emergency Department | PHILIPS HEALTHCARE | M3015A | M3015A | MODULES/ CAPNOGRAPH | 20110040 |  | DE13862122 | 2017-01-19 | 2018-01-15 | 2012-06-22 | USD | 3516.38 | Active | UNM - Sandoval Regional Medical Center
CAP7870 | 1261910 | 12120 | Medical/Cardiac ICU | PHILIPS HEALTHCARE | M1011A | M1011A | MODULES/ OXIMETERS/ PULSE |  |  | DE84410747 | 2017-05-18 | 2018-05-15 | 2012-06-22 | USD |  | Reactivated | UNM - Sandoval Regional Medical Center
SRMC 000577 | 1261865 | 21015 | Emergency Department | PHILIPS HEALTHCARE | M3015A | M3015A | MODULES/ CAPNOGRAPH | 20110040 |  | DE13862621 | 2017-01-17 | 2018-01-15 | 2012-06-22 | USD | 3516.38 | Active | UNM - Sandoval Regional Medical Center
SRMC 000573 | 1261868 | 21015 | Emergency Department | PHILIPS HEALTHCARE | M3015A | M3015A | MODULES/ CAPNOGRAPH | 20110040 |  | DE13862620 | 2017-01-23 | 2018-01-15 | 2012-06-22 | USD | 3516.38 | Active | UNM - Sandoval Regional Medical Center
SRMC 000571 | 1261870 | 21015 | Emergency Department | PHILIPS HEALTHCARE | M3015A | M3015A | MODULES/ CAPNOGRAPH | 20110040 |  | DE13862611 | 2017-01-20 | 2018-01-15 | 2012-06-22 | USD | 3516.38 | Active | UNM - Sandoval Regional Medical Center
SRMC 000528 | 1261905 | 12120 | Medical/Cardiac ICU | PHILIPS HEALTHCARE | M1011A | M1011A | MODULES/ OXIMETERS/ PULSE | 20110040 |  | DE84100870 | 2017-05-18 | 2018-05-15 | 2012-06-22 | USD | 6310.47 | Reactivated | UNM - Sandoval Regional Medical Center
SRMC 000529 | 1261906 | 12120 | Medical/Cardiac ICU | PHILIPS HEALTHCARE | M1011A | M1011A | MODULES/ OXIMETERS/ PULSE | 20110040 |  | DE84100878 | 2017-05-18 | 2018-05-15 | 2012-06-22 | USD | 6310.47 | Reactivated | UNM - Sandoval Regional Medical Center
SRMC 000530 | 1261907 | 12120 | Medical/Cardiac ICU | PHILIPS HEALTHCARE | M1011A | M1011A | MODULES/ OXIMETERS/ PULSE | 20110040 |  | DE84100884 | 2017-05-18 | 2018-05-15 | 2012-06-22 | USD | 6310.47 | Reactivated | UNM - Sandoval Regional Medical Center
SRMC 000527 | 1261908 | 12120 | Medical/Cardiac ICU | PHILIPS HEALTHCARE | M1011A | M1011A | MODULES/ OXIMETERS/ PULSE | 20110040 |  | DE84100885 | 2017-05-18 | 2018-05-15 | 2012-06-22 | USD | 6310.47 | Reactivated | UNM - Sandoval Regional Medical Center
CAP8005 | 1261909 | 12120 | Medical/Cardiac ICU | PHILIPS HEALTHCARE | M1011A | M1011A | MODULES/ OXIMETERS/ PULSE |  |  | DE84410763 | 2017-05-18 | 2018-05-15 | 2012-06-22 | USD |  | Reactivated | UNM - Sandoval Regional Medical Center
CAP7871 | 1261911 | 12120 | Medical/Cardiac ICU | PHILIPS HEALTHCARE | M1011A | M1011A | MODULES/ OXIMETERS/ PULSE |  |  | DE84410748 | 2017-05-18 | 2018-05-15 | 2012-06-22 | USD |  | Reactivated | UNM - Sandoval Regional Medical Center
CAP7872 | 1261912 | 12120 | Medical/Cardiac ICU | PHILIPS HEALTHCARE | M1011A | M1011A | MODULES/ OXIMETERS/ PULSE |  |  | DE84410744 | 2017-05-18 | 2018-05-15 | 2012-06-22 | USD |  | Reactivated | UNM - Sandoval Regional Medical Center
SRMC 000429 | 1261716 | 15040 | PACU | PHILIPS HEALTHCARE | INTELLIVUE X2 | M3002A | MONITORS/ PATIENT TRANSPORT | 20110040 |  | DE03799717 | 2016-09-22 | 2017-10-15 | 2012-06-22 | USD | 5984.74 | Active | UNM - Sandoval Regional Medical Center
SRMC 001022 | 1262053 | 15055 | Anesthesia | DRAEGER MEDICAL INC | APOLLO | 8606500-54 | ANESTHESIA UNITS | 20120038 |  | ASDE-0123 | 2017-06-24 | 2017-12-15 | 2012-06-22 | USD | 56928.39 | Active | UNM - Sandoval Regional Medical Center
SRMC 001103 | 1262056 | 15055 | Anesthesia | DRAEGER MEDICAL INC | APOLLO | 8606500-54 | ANESTHESIA UNITS | 20120038 |  | ASDE-0125 | 2017-06-24 | 2017-12-15 | 2012-06-22 | USD | 56928.39 | Reactivated | UNM - Sandoval Regional Medical Center
SRMC 001053 | 1262057 | 15055 | Anesthesia | DRAEGER MEDICAL INC | APOLLO | 8606500-54 | ANESTHESIA UNITS | 20120038 |  | ASDE-0122 | 2017-06-28 | 2017-12-15 | 2012-06-22 | USD | 56928.4 | Active | UNM - Sandoval Regional Medical Center
SRMC 001024 | 1262059 | 15055 | Anesthesia | DRAEGER MEDICAL INC | APOLLO | 8606500-54 | ANESTHESIA UNITS | 20120038 |  | ASDE-0121 | 2017-06-28 | 2017-12-15 | 2012-06-22 | USD | 56928.4 | Active | UNM - Sandoval Regional Medical Center
SRMC 000155 | 1262058 | 15055 | Anesthesia | DRAEGER MEDICAL INC | FABIUS MRI | 8607300-11 | ANESTHESIA UNITS | 20120038 |  | ASDE-0005 | 2017-06-16 | 2017-12-15 | 2012-06-22 | USD | 69615.64 | Active | UNM - Sandoval Regional Medical Center
SRMC 000652 | 1262046 | 75010 | Radiology - CT Scan | PHILIPS HEALTHCARE | INTELLIVUE MP5 | M8105A | MONITORING SYSTEMS/ PHYSIOLOGIC |  |  | DE91327584 | 2017-01-18 | 2018-01-15 | 2012-06-22 | USD |  | Active | UNM - Sandoval Regional Medical Center
SRMC 000047 | 1261770 | 12220 | Med/Surg Subacute | PHILIPS HEALTHCARE | INTELLIVUE MP5 | M8105A | MONITORING SYSTEMS/ PHYSIOLOGIC | 20110040 |  | DE21054740 | 2017-03-20 | 2018-03-15 | 2012-06-22 | USD | 9353.94 | Active | UNM - Sandoval Regional Medical Center
SRMC 000239 | 1261766 | 21015 | Emergency Department | PHILIPS HEALTHCARE | INTELLIVUE MP5 | M8105A | MONITORING SYSTEMS/ PHYSIOLOGIC | 20110040 |  | DE21054764 | 2017-01-17 | 2018-01-15 | 2012-06-22 | USD | 11020.02 | Active | UNM - Sandoval Regional Medical Center
SRMC 001152 | 1261767 | 12220 | Med/Surg Subacute | PHILIPS HEALTHCARE | INTELLIVUE MP5 | M8105A | MONITORING SYSTEMS/ PHYSIOLOGIC | 20110040 |  | DE21054766 | 2017-03-20 | 2018-03-15 | 2012-06-22 | USD | 9353.94 | Active | UNM - Sandoval Regional Medical Center
SRMC 000648 | 1261768 | 21015 | Emergency Department | PHILIPS HEALTHCARE | INTELLIVUE MP5 | M8105A | MONITORING SYSTEMS/ PHYSIOLOGIC | 20110040 |  | DE21054705 | 2017-01-23 | 2018-01-15 | 2012-06-22 | USD | 11020.02 | Active | UNM - Sandoval Regional Medical Center
SRMC 000473 | 1261769 | 21015 | Emergency Department | PHILIPS HEALTHCARE | INTELLIVUE MP5 | M8105A | MONITORING SYSTEMS/ PHYSIOLOGIC | 20110040 |  | DE21054774 | 2017-01-17 | 2018-01-15 | 2012-06-22 | USD | 11020.02 | Active | UNM - Sandoval Regional Medical Center
SRMC 001002 | 1261744 | 12120 | Medical/Cardiac ICU | PHILIPS HEALTHCARE | INTELLIVUE X2 | M3002A | MONITORS/ PATIENT TRANSPORT | 20110040 |  | DE03799778 | 2017-04-24 | 2018-05-15 | 2012-06-22 | USD | 5984.74 | Active | UNM - Sandoval Regional Medical Center
SRMC 000050 | 1261771 | 12220 | Med/Surg Subacute | PHILIPS HEALTHCARE | INTELLIVUE MP5 | M8105A | MONITORING SYSTEMS/ PHYSIOLOGIC | 20110040 |  | DE21054711 | 2017-03-20 | 2018-03-15 | 2012-06-22 | USD | 9353.94 | Active | UNM - Sandoval Regional Medical Center
CAP6414 | 1261883 | 12120 | Medical/Cardiac ICU | PHILIPS HEALTHCARE | M3015A | M3015A | MODULES/ CAPNOGRAPH | 20110040 |  | DE13861916 | 2017-04-26 | 2018-05-15 | 2012-06-22 | USD | 3516.38 | Active | UNM - Sandoval Regional Medical Center
CAP6794 | 1261871 | 15040 | PACU | PHILIPS HEALTHCARE | M3015A | M3015A | MODULES/ CAPNOGRAPH | 20110040 |  | DE13861937 | 2016-09-22 | 2017-10-15 | 2012-06-22 | USD | 3516.38 | Active | UNM - Sandoval Regional Medical Center
SRMC 000572 | 1261880 | 21015 | Emergency Department | PHILIPS HEALTHCARE | M3015A | M3015A | MODULES/ CAPNOGRAPH | 20110040 |  | DE13861912 | 2017-01-19 | 2018-01-15 | 2012-06-22 | USD | 3143.44 | Active | UNM - Sandoval Regional Medical Center
CAP6856 | 1261872 | 15040 | PACU | PHILIPS HEALTHCARE | M3015A | M3015A | MODULES/ CAPNOGRAPH | 20110040 |  | DE13861939 | 2016-09-22 | 2017-10-15 | 2012-06-22 | USD | 3516.38 | Active | UNM - Sandoval Regional Medical Center
CAP7268 | 1261873 | 12120 | Medical/Cardiac ICU | PHILIPS HEALTHCARE | M3015A | M3015A | MODULES/ CAPNOGRAPH | 20110040 |  | DE13861920 | 2017-05-22 | 2018-05-15 | 2012-06-22 | USD | 3516.38 | Active | UNM - Sandoval Regional Medical Center
CAP7265 | 1261874 | 12120 | Medical/Cardiac ICU | PHILIPS HEALTHCARE | M3015A | M3015A | MODULES/ CAPNOGRAPH | 20110040 |  | DE13861918 | 2017-04-26 | 2018-05-15 | 2012-06-22 | USD | 3143.44 | Active | UNM - Sandoval Regional Medical Center
CAP9078 | 1261875 | 12120 | Medical/Cardiac ICU | PHILIPS HEALTHCARE | M3015A | M3015A | MODULES/ CAPNOGRAPH | 20110040 |  | DE13861915 | 2017-04-26 | 2018-05-15 | 2012-06-22 | USD | 3143.44 | Active | UNM - Sandoval Regional Medical Center
CAP6969 | 1261876 | 15040 | PACU | PHILIPS HEALTHCARE | M3015A | M3015A | MODULES/ CAPNOGRAPH | 20110040 |  | DE13861928 | 2016-09-22 | 2017-10-15 | 2012-06-22 | USD | 3516.38 | Active | UNM - Sandoval Regional Medical Center
CAP7000 | 1261877 | 15040 | PACU | PHILIPS HEALTHCARE | M3015A | M3015A | MODULES/ CAPNOGRAPH | 20110040 |  | DE13861919 | 2016-09-22 | 2017-10-15 | 2012-06-22 | USD | 3516.38 | Active | UNM - Sandoval Regional Medical Center
CAP7266 | 1261879 | 12120 | Medical/Cardiac ICU | PHILIPS HEALTHCARE | M3015A | M3015A | MODULES/ CAPNOGRAPH | 20110040 |  | DE13861927 | 2017-04-26 | 2018-05-15 | 2012-06-22 | USD | 3143.44 | Active | UNM - Sandoval Regional Medical Center
CAP6803 | 1261881 | 15040 | PACU | PHILIPS HEALTHCARE | M3015A | M3015A | MODULES/ CAPNOGRAPH | 20110040 |  | DE13861917 | 2016-09-22 | 2017-10-15 | 2012-06-22 | USD | 3516.38 | Active | UNM - Sandoval Regional Medical Center
CAP6395 | 1261885 | 12120 | Medical/Cardiac ICU | PHILIPS HEALTHCARE | M3015A | M3015A | MODULES/ CAPNOGRAPH | 20110040 |  | DE13861914 | 2017-04-26 | 2018-05-15 | 2012-06-22 | USD | 3143.44 | Active | UNM - Sandoval Regional Medical Center
CAP9065 | 1261882 | 12120 | Medical/Cardiac ICU | PHILIPS HEALTHCARE | M3015A | M3015A | MODULES/ CAPNOGRAPH | 20110040 |  | DE13861922 | 2017-04-26 | 2018-05-15 | 2012-06-22 | USD | 3143.44 | Active | UNM - Sandoval Regional Medical Center
CAP7267 | 1261884 | 12120 | Medical/Cardiac ICU | PHILIPS HEALTHCARE | M3015A | M3015A | MODULES/ CAPNOGRAPH | 20110040 |  | DE13861921 | 2017-04-26 | 2018-05-15 | 2012-06-22 | USD | 3516.38 | Active | UNM - Sandoval Regional Medical Center
CAP6961 | 1261886 | 15040 | PACU | PHILIPS HEALTHCARE | M3015A | M3015A | MODULES/ CAPNOGRAPH | 20110040 |  | DE13861926 | 2016-09-22 | 2017-10-15 | 2012-06-22 | USD | 3516.38 | Active | UNM - Sandoval Regional Medical Center
CAP7263 | 1261888 | 12120 | Medical/Cardiac ICU | PHILIPS HEALTHCARE | M3015A | M3015A | MODULES/ CAPNOGRAPH | 20110040 |  | DE13861900 | 2017-04-26 | 2018-05-15 | 2012-06-22 | USD | 3143.44 | Active | UNM - Sandoval Regional Medical Center
CAP6981 | 1261889 | 15040 | PACU | PHILIPS HEALTHCARE | M3015A | M3015A | MODULES/ CAPNOGRAPH | 20110040 |  | DE13861925 | 2016-09-22 | 2017-10-15 | 2012-06-22 | USD | 3516.38 | Active | UNM - Sandoval Regional Medical Center
SRMC 000483 | 1261741 | 12120 | Medical/Cardiac ICU | PHILIPS HEALTHCARE | INTELLIVUE X2 | M3002A | MONITORS/ PATIENT TRANSPORT | 20110040 |  | DE03799931 | 2017-04-24 | 2018-05-15 | 2012-06-22 | USD | 5984.74 | Active | UNM - Sandoval Regional Medical Center
CAP6988 | 1261890 | 15040 | PACU | PHILIPS HEALTHCARE | M3015A | M3015A | MODULES/ CAPNOGRAPH | 20110040 |  | DE13861938 | 2016-09-22 | 2017-10-15 | 2012-06-22 | USD | 3516.38 | Active | UNM - Sandoval Regional Medical Center
SRMC 000442 | 1261717 | 15040 | PACU | PHILIPS HEALTHCARE | INTELLIVUE X2 | M3002A | MONITORS/ PATIENT TRANSPORT | 20110040 |  | DE03799901 | 2016-09-22 | 2017-10-15 | 2012-06-22 | USD | 5984.74 | Active | UNM - Sandoval Regional Medical Center
SRMC 000431 | 1261728 | 15040 | PACU | PHILIPS HEALTHCARE | INTELLIVUE X2 | M3002A | MONITORS/ PATIENT TRANSPORT | 20110040 |  | DE03799726 | 2016-09-22 | 2017-10-15 | 2012-06-22 | USD | 5984.74 | Active | UNM - Sandoval Regional Medical Center
SRMC 000460 | 1261718 | 15040 | PACU | PHILIPS HEALTHCARE | INTELLIVUE X2 | M3002A | MONITORS/ PATIENT TRANSPORT | 20110040 |  | DE03799732 | 2016-09-22 | 2017-10-15 | 2012-06-22 | USD | 5984.74 | Active | UNM - Sandoval Regional Medical Center
SRMC 000111 | 1261850 | 12120 | Medical/Cardiac ICU | PHILIPS HEALTHCARE | INTELLIVUE MX700 | 865241 | MONITORING SYSTEMS/ PHYSIOLOGIC | 20110040 |  | DE12504263 | 2017-04-27 | 2018-05-15 | 2012-06-22 | USD | 11398.51 | Active | UNM - Sandoval Regional Medical Center
SRMC 000439 | 1261719 | 15040 | PACU | PHILIPS HEALTHCARE | INTELLIVUE X2 | M3002A | MONITORS/ PATIENT TRANSPORT | 20110040 |  | DE03799810 | 2016-09-22 | 2017-10-15 | 2012-06-22 | USD | 5984.74 | Active | UNM - Sandoval Regional Medical Center
SRMC 000461 | 1261720 | 15040 | PACU | PHILIPS HEALTHCARE | INTELLIVUE X2 | M3002A | MONITORS/ PATIENT TRANSPORT | 20110040 |  | DE03799921 | 2016-09-22 | 2017-10-15 | 2012-06-22 | USD | 5984.74 | Active | UNM - Sandoval Regional Medical Center
SRMC 000127 | 1261844 | 12120 | Medical/Cardiac ICU | PHILIPS HEALTHCARE | INTELLIVUE MX700 | 865241 | MONITORING SYSTEMS/ PHYSIOLOGIC | 20110040 |  | DE12504279 | 2017-05-22 | 2018-05-15 | 2012-06-22 | USD | 11398.51 | Active | UNM - Sandoval Regional Medical Center
SRMC 000568 | 1261721 | 15040 | PACU | PHILIPS HEALTHCARE | INTELLIVUE X2 | M3002A | MONITORS/ PATIENT TRANSPORT | 20110040 |  | DE03799933 | 2016-09-22 | 2017-10-15 | 2012-06-22 | USD | 5984.74 | Active | UNM - Sandoval Regional Medical Center
SRMC 000482 | 1261732 | 21015 | Emergency Department | PHILIPS HEALTHCARE | INTELLIVUE X2 | M3002A | MONITORS/ PATIENT TRANSPORT | 20110040 |  | DE03799716 | 2017-01-23 | 2018-01-15 | 2012-06-22 | USD | 5984.74 | Active | UNM - Sandoval Regional Medical Center
SRMC 000413 | 1261723 | 12120 | Medical/Cardiac ICU | PHILIPS HEALTHCARE | INTELLIVUE X2 | M3002A | MONITORS/ PATIENT TRANSPORT | 20110040 |  | DE03799927 | 2017-04-24 | 2018-05-15 | 2012-06-22 | USD | 5984.74 | Active | UNM - Sandoval Regional Medical Center
SRMC 000099 | 1261841 | 12120 | Medical/Cardiac ICU | PHILIPS HEALTHCARE | INTELLIVUE MX700 | 865241 | MONITORING SYSTEMS/ PHYSIOLOGIC | 20110040 |  | DE12504272 | 2017-04-26 | 2018-05-15 | 2012-06-22 | USD | 11398.51 | Active | UNM - Sandoval Regional Medical Center
SRMC 000430 | 1261724 | 15040 | PACU | PHILIPS HEALTHCARE | INTELLIVUE X2 | M3002A | MONITORS/ PATIENT TRANSPORT | 20110040 |  | DE03799812 | 2016-09-22 | 2017-10-15 | 2012-06-22 | USD | 5984.74 | Active | UNM - Sandoval Regional Medical Center
SRMC 000416 | 1261725 | 12120 | Medical/Cardiac ICU | PHILIPS HEALTHCARE | INTELLIVUE X2 | M3002A | MONITORS/ PATIENT TRANSPORT | 20110040 |  | DE03799809 | 2017-04-26 | 2018-05-15 | 2012-06-22 | USD | 5984.74 | Active | UNM - Sandoval Regional Medical Center
SRMC 000411 | 1261726 | 12120 | Medical/Cardiac ICU | PHILIPS HEALTHCARE | INTELLIVUE X2 | M3002A | MONITORS/ PATIENT TRANSPORT | 20110040 |  | DE03799866 | 2017-04-24 | 2018-05-15 | 2012-06-22 | USD | 5984.74 | Active | UNM - Sandoval Regional Medical Center
SRMC 000459 | 1261727 | 15040 | PACU | PHILIPS HEALTHCARE | INTELLIVUE X2 | M3002A | MONITORS/ PATIENT TRANSPORT | 20110040 |  | DE03799916 | 2016-09-22 | 2017-10-15 | 2012-06-22 | USD | 5984.74 | Active | UNM - Sandoval Regional Medical Center
SRMC 000454 | 1261729 | 15040 | PACU | PHILIPS HEALTHCARE | INTELLIVUE X2 | M3002A | MONITORS/ PATIENT TRANSPORT | 20110040 |  | DE03799704 | 2016-09-22 | 2017-10-15 | 2012-06-22 | USD | 5984.74 | Active | UNM - Sandoval Regional Medical Center
SRMC 000438 | 1261735 | 15040 | PACU | PHILIPS HEALTHCARE | INTELLIVUE X2 | M3002A | MONITORS/ PATIENT TRANSPORT | 20110040 |  | DE03799720 | 2016-09-22 | 2017-10-15 | 2012-06-22 | USD | 5984.74 | Active | UNM - Sandoval Regional Medical Center
SRMC 000480 | 1261746 | 15040 | PACU | PHILIPS HEALTHCARE | INTELLIVUE X2 | M3002A | MONITORS/ PATIENT TRANSPORT | 20110040 |  | DE03799706 | 2016-09-22 | 2017-10-15 | 2012-06-22 | USD | 5984.74 | Active | UNM - Sandoval Regional Medical Center
SRMC 000466 | 1261730 | 15040 | PACU | PHILIPS HEALTHCARE | INTELLIVUE X2 | M3002A | MONITORS/ PATIENT TRANSPORT | 20110040 |  | DE03799892 | 2016-09-22 | 2017-10-15 | 2012-06-22 | USD | 5984.74 | Active | UNM - Sandoval Regional Medical Center
SRMC 000410 | 1261731 | 12120 | Medical/Cardiac ICU | PHILIPS HEALTHCARE | INTELLIVUE X2 | M3002A | MONITORS/ PATIENT TRANSPORT | 20110040 |  | DE03799731 | 2017-04-24 | 2018-05-15 | 2012-06-22 | USD | 5984.74 | Active | UNM - Sandoval Regional Medical Center
SRMC 000458 | 1261755 | 15040 | PACU | PHILIPS HEALTHCARE | INTELLIVUE X2 | M3002A | MONITORS/ PATIENT TRANSPORT | 20110040 |  | DE03799920 | 2016-09-22 | 2017-10-15 | 2012-06-22 | USD | 5984.74 | Active | UNM - Sandoval Regional Medical Center
SRMC 001055 | 1261733 | 15000 | Operating Room | PHILIPS HEALTHCARE | INTELLIVUE X2 | M3002A | MONITORS/ PATIENT TRANSPORT | 20110040 |  | DE037A0042 | 2017-06-13 | 2018-06-15 | 2012-06-22 | USD | 5984.74 | Active | UNM - Sandoval Regional Medical Center
SRMC 001050 | 1261734 | 15000 | Operating Room | PHILIPS HEALTHCARE | INTELLIVUE X2 | M3002A | MONITORS/ PATIENT TRANSPORT | 20110040 |  | DE03799694 | 2017-06-13 | 2018-06-15 | 2012-06-22 | USD | 5984.74 | Active | UNM - Sandoval Regional Medical Center
SRMC 000434 | 1261736 | 15040 | PACU | PHILIPS HEALTHCARE | INTELLIVUE X2 | M3002A | MONITORS/ PATIENT TRANSPORT | 20110040 |  | DE03799889 | 2016-09-22 | 2017-10-15 | 2012-06-22 | USD | 5984.74 | Active | UNM - Sandoval Regional Medical Center
SRMC 000468 | 1261737 | 15040 | PACU | PHILIPS HEALTHCARE | INTELLIVUE X2 | M3002A | MONITORS/ PATIENT TRANSPORT | 20110040 |  | DE03799928 | 2016-09-22 | 2017-10-15 | 2012-06-22 | USD | 5984.74 | Active | UNM - Sandoval Regional Medical Center
SRMC 000427 | 1261738 | 15040 | PACU | PHILIPS HEALTHCARE | INTELLIVUE X2 | M3002A | MONITORS/ PATIENT TRANSPORT | 20110040 |  | DE03799785 | 2016-09-22 | 2017-10-15 | 2012-06-22 | USD | 5984.74 | Active | UNM - Sandoval Regional Medical Center
SRMC 000292 | 1261797 | 15040 | PACU | PHILIPS HEALTHCARE | INTELLIVUE MP30 | M8002A | MONITORING SYSTEMS/ PHYSIOLOGIC | 20110040 |  | DE728A3072 | 2016-09-22 | 2017-10-15 | 2012-06-22 | USD | 5904.93 | Active | UNM - Sandoval Regional Medical Center
SRMC 000481 | 1261739 | 15040 | PACU | PHILIPS HEALTHCARE | INTELLIVUE X2 | M3002A | MONITORS/ PATIENT TRANSPORT | 20110040 |  | DE03799929 | 2016-09-22 | 2017-10-15 | 2012-06-22 | USD | 5984.74 | Active | UNM - Sandoval Regional Medical Center
SRMC 000428 | 1261763 | 15040 | PACU | PHILIPS HEALTHCARE | INTELLIVUE X2 | M3002A | MONITORS/ PATIENT TRANSPORT | 20110040 |  | DE03799724 | 2016-09-22 | 2017-10-15 | 2012-06-22 | USD | 5984.74 | Active | UNM - Sandoval Regional Medical Center
SRMC 000465 | 1261740 | 15040 | PACU | PHILIPS HEALTHCARE | INTELLIVUE X2 | M3002A | MONITORS/ PATIENT TRANSPORT | 20110040 |  | DE03799917 | 2016-09-22 | 2017-10-15 | 2012-06-22 | USD | 5984.74 | Active | UNM - Sandoval Regional Medical Center
SRMC 000463 | 1261764 | 15040 | PACU | PHILIPS HEALTHCARE | INTELLIVUE X2 | M3002A | MONITORS/ PATIENT TRANSPORT | 20110040 |  | DE03799791 | 2016-09-22 | 2017-10-15 | 2012-06-22 | USD | 5984.74 | Active | UNM - Sandoval Regional Medical Center
SRMC 000412 | 1261742 | 12120 | Medical/Cardiac ICU | PHILIPS HEALTHCARE | INTELLIVUE X2 | M3002A | MONITORS/ PATIENT TRANSPORT | 20110040 |  | DE03799709 | 2017-05-22 | 2018-05-15 | 2012-06-22 | USD | 5984.74 | Active | UNM - Sandoval Regional Medical Center
SRMC 000415 | 1261743 | 12120 | Medical/Cardiac ICU | PHILIPS HEALTHCARE | INTELLIVUE X2 | M3002A | MONITORS/ PATIENT TRANSPORT | 20110040 |  | DE03799860 | 2017-04-27 | 2018-05-15 | 2012-06-22 | USD | 5984.74 | Active | UNM - Sandoval Regional Medical Center
SRMC 000440 | 1261745 | 15040 | PACU | PHILIPS HEALTHCARE | INTELLIVUE X2 | M3002A | MONITORS/ PATIENT TRANSPORT | 20110040 |  | DE03799805 | 2016-10-07 | 2017-10-15 | 2012-06-22 | USD | 5984.74 | Active | UNM - Sandoval Regional Medical Center
SRMC 000456 | 1261747 | 15040 | PACU | PHILIPS HEALTHCARE | INTELLIVUE X2 | M3002A | MONITORS/ PATIENT TRANSPORT | 20110040 |  | DE03799893 | 2016-09-22 | 2017-10-15 | 2012-06-22 | USD | 5984.74 | Active | UNM - Sandoval Regional Medical Center
SRMC 000432 | 1261748 | 15040 | PACU | PHILIPS HEALTHCARE | INTELLIVUE X2 | M3002A | MONITORS/ PATIENT TRANSPORT | 20110040 |  | DE037A0049 | 2016-09-22 | 2017-10-15 | 2012-06-22 | USD | 5984.74 | Active | UNM - Sandoval Regional Medical Center
SRMC 000414 | 1261749 | 12120 | Medical/Cardiac ICU | PHILIPS HEALTHCARE | INTELLIVUE X2 | M3002A | MONITORS/ PATIENT TRANSPORT | 20110040 |  | DE03799796 | 2017-05-22 | 2018-05-15 | 2012-06-22 | USD | 5984.74 | Active | UNM - Sandoval Regional Medical Center
SRMC 000417 | 1261750 | 12120 | Medical/Cardiac ICU | PHILIPS HEALTHCARE | INTELLIVUE X2 | M3002A | MONITORS/ PATIENT TRANSPORT | 20110040 |  | DE037A0015 | 2017-04-26 | 2018-05-15 | 2012-06-22 | USD | 5984.74 | Active | UNM - Sandoval Regional Medical Center
SRMC 000531 | 1261751 | 12120 | Medical/Cardiac ICU | PHILIPS HEALTHCARE | INTELLIVUE X2 | M3002A | MONITORS/ PATIENT TRANSPORT | 20110040 |  | DE03799806 | 2017-05-22 | 2018-05-15 | 2012-06-22 | USD | 5984.74 | Active | UNM - Sandoval Regional Medical Center
SRMC 000469 | 1261752 | 15040 | PACU | PHILIPS HEALTHCARE | INTELLIVUE X2 | M3002A | MONITORS/ PATIENT TRANSPORT | 20110040 |  | DE03799793 | 2016-09-22 | 2017-10-15 | 2012-06-22 | USD | 5984.74 | Active | UNM - Sandoval Regional Medical Center
SRMC 000426 | 1261753 | 15040 | PACU | PHILIPS HEALTHCARE | INTELLIVUE X2 | M3002A | MONITORS/ PATIENT TRANSPORT | 20110040 |  | DE03799911 | 2016-09-22 | 2017-10-15 | 2012-06-22 | USD | 5984.74 | Active | UNM - Sandoval Regional Medical Center
SRMC 000433 | 1261754 | 15040 | PACU | PHILIPS HEALTHCARE | INTELLIVUE X2 | M3002A | MONITORS/ PATIENT TRANSPORT | 20110040 |  | DE03799905 | 2016-09-22 | 2017-10-15 | 2012-06-22 | USD | 5984.74 | Active | UNM - Sandoval Regional Medical Center
SRMC 000467 | 1261756 | 15040 | PACU | PHILIPS HEALTHCARE | INTELLIVUE X2 | M3002A | MONITORS/ PATIENT TRANSPORT | 20110040 |  | DE03799696 | 2016-09-22 | 2017-10-15 | 2012-06-22 | USD | 5984.74 | Active | UNM - Sandoval Regional Medical Center
SRMC 000464 | 1261759 | 15040 | PACU | PHILIPS HEALTHCARE | INTELLIVUE X2 | M3002A | MONITORS/ PATIENT TRANSPORT | 20110040 |  | DE03799723 | 2016-09-22 | 2017-10-15 | 2012-06-22 | USD | 5984.74 | Active | UNM - Sandoval Regional Medical Center
SRMC 000457 | 1261757 | 15040 | PACU | PHILIPS HEALTHCARE | INTELLIVUE X2 | M3002A | MONITORS/ PATIENT TRANSPORT | 20110040 |  | DE03799698 | 2016-09-22 | 2017-10-15 | 2012-06-22 | USD | 5984.74 | Active | UNM - Sandoval Regional Medical Center
SRMC 000462 | 1261758 | 15040 | PACU | PHILIPS HEALTHCARE | INTELLIVUE X2 | M3002A | MONITORS/ PATIENT TRANSPORT | 20110040 |  | DE037A0041 | 2016-09-22 | 2017-10-15 | 2012-06-22 | USD | 5984.74 | Active | UNM - Sandoval Regional Medical Center
SRMC 000348 | 1261774 | 21015 | Emergency Department | PHILIPS HEALTHCARE | INTELLIVUE MP30 | M8002A | MONITORING SYSTEMS/ PHYSIOLOGIC | 20110040 |  | DE728A4145 | 2017-01-17 | 2018-01-15 | 2012-06-22 | USD | 5947.51 | Active | UNM - Sandoval Regional Medical Center
SRMC 000318 | 1261803 | 15040 | PACU | PHILIPS HEALTHCARE | INTELLIVUE MP30 | M8002A | MONITORING SYSTEMS/ PHYSIOLOGIC | 20110040 |  | DE728A3046 | 2016-09-22 | 2017-10-15 | 2012-06-22 | USD | 5904.93 | Active | UNM - Sandoval Regional Medical Center
SRMC 001044 | 1261760 | 15000 | Operating Room | PHILIPS HEALTHCARE | INTELLIVUE X2 | M3002A | MONITORS/ PATIENT TRANSPORT |  |  | DE03799881 | 2017-06-09 | 2018-06-15 | 2012-06-22 | USD |  | Active | UNM - Sandoval Regional Medical Center
SRMC 001025 | 1261761 | 15000 | Operating Room | PHILIPS HEALTHCARE | INTELLIVUE X2 | M3002A | MONITORS/ PATIENT TRANSPORT | 20110040 |  | DE03799708 | 2017-06-14 | 2018-06-15 | 2012-06-22 | USD | 5984.74 | Active | UNM - Sandoval Regional Medical Center
SRMC 000116 | 1261856 | 12120 | Medical/Cardiac ICU | PHILIPS HEALTHCARE | INTELLIVUE MX700 | 865241 | MONITORING SYSTEMS/ PHYSIOLOGIC | 20110040 |  | DE12504316 | 2017-04-24 | 2018-05-15 | 2012-06-22 | USD | 11398.51 | Active | UNM - Sandoval Regional Medical Center
SRMC 000437 | 1261762 | 15040 | PACU | PHILIPS HEALTHCARE | INTELLIVUE X2 | M3002A | MONITORS/ PATIENT TRANSPORT | 20110040 |  | DE03799700 | 2016-09-22 | 2017-10-15 | 2012-06-22 | USD | 5984.74 | Active | UNM - Sandoval Regional Medical Center
SRMC 000441 | 1261765 | 15000 | Operating Room | PHILIPS HEALTHCARE | INTELLIVUE X2 | M3002A | MONITORS/ PATIENT TRANSPORT | 20110040 |  | DE037A0014 | 2017-06-13 | 2018-06-15 | 2012-06-22 | USD | 5984.74 | Active | UNM - Sandoval Regional Medical Center
SRMC 000098 | 1261840 | 12120 | Medical/Cardiac ICU | PHILIPS HEALTHCARE | INTELLIVUE MX700 | 865241 | MONITORING SYSTEMS/ PHYSIOLOGIC | 20110040 |  | DE12504270 | 2017-04-26 | 2018-05-15 | 2012-06-22 | USD | 11398.51 | Active | UNM - Sandoval Regional Medical Center
SRMC 000106 | 1261842 | 12120 | Medical/Cardiac ICU | PHILIPS HEALTHCARE | INTELLIVUE MX700 | 865241 | MONITORING SYSTEMS/ PHYSIOLOGIC | 20110040 |  | DE12504291 | 2017-05-22 | 2018-05-15 | 2012-06-22 | USD | 11398.51 | Active | UNM - Sandoval Regional Medical Center
SRMC 000096 | 1261843 | 12120 | Medical/Cardiac ICU | PHILIPS HEALTHCARE | INTELLIVUE MX700 | 865241 | MONITORING SYSTEMS/ PHYSIOLOGIC | 20110040 |  | DE12504325 | 2017-05-22 | 2018-05-15 | 2012-06-22 | USD | 11398.51 | Active | UNM - Sandoval Regional Medical Center
SRMC 000112 | 1261845 | 12120 | Medical/Cardiac ICU | PHILIPS HEALTHCARE | INTELLIVUE MX700 | 865241 | MONITORING SYSTEMS/ PHYSIOLOGIC | 20110040 |  | DE12504285 | 2017-04-24 | 2018-05-15 | 2012-06-22 | USD | 11398.51 | Active | UNM - Sandoval Regional Medical Center
SRMC 001056 | 1261847 | 15000 | Operating Room | PHILIPS HEALTHCARE | INTELLIVUE MX700 | 865241 | MONITORING SYSTEMS/ PHYSIOLOGIC | 20110040 |  | DE12504265 | 2017-06-14 | 2018-06-15 | 2012-06-22 | USD | 10084.72 | Active | UNM - Sandoval Regional Medical Center
SRMC 001054 | 1261848 | 15000 | Operating Room | PHILIPS HEALTHCARE | INTELLIVUE MX700 | 865241 | MONITORING SYSTEMS/ PHYSIOLOGIC | 20110040 |  | DE12504275 | 2017-06-13 | 2018-06-15 | 2012-06-22 | USD | 10084.72 | Active | UNM - Sandoval Regional Medical Center
SRMC 001020 | 1261849 | 15000 | Operating Room | PHILIPS HEALTHCARE | INTELLIVUE MX700 | 865241 | MONITORING SYSTEMS/ PHYSIOLOGIC | 20110040 |  | DE12504269 | 2017-06-13 | 2018-06-15 | 2012-06-22 | USD | 10084.72 | Active | UNM - Sandoval Regional Medical Center
SRMC 000101 | 1261851 | 12120 | Medical/Cardiac ICU | PHILIPS HEALTHCARE | INTELLIVUE MX700 | 865241 | MONITORING SYSTEMS/ PHYSIOLOGIC | 20110040 |  | DE12504282 | 2017-04-27 | 2018-05-15 | 2012-06-22 | USD | 11398.51 | Active | UNM - Sandoval Regional Medical Center
SRMC 000107 | 1261855 | 12120 | Medical/Cardiac ICU | PHILIPS HEALTHCARE | INTELLIVUE MX700 | 865241 | MONITORING SYSTEMS/ PHYSIOLOGIC | 20110040 |  | DE12504294 | 2017-04-24 | 2018-05-15 | 2012-06-22 | USD | 11398.51 | Active | UNM - Sandoval Regional Medical Center
SRMC 000102 | 1261852 | 12120 | Medical/Cardiac ICU | PHILIPS HEALTHCARE | INTELLIVUE MX700 | 865241 | MONITORING SYSTEMS/ PHYSIOLOGIC | 20110040 |  | DE12504290 | 2017-04-24 | 2018-05-15 | 2012-06-22 | USD | 11398.51 | Active | UNM - Sandoval Regional Medical Center
SRMC 000115 | 1261853 | 12120 | Medical/Cardiac ICU | PHILIPS HEALTHCARE | INTELLIVUE MX700 | 865241 | MONITORING SYSTEMS/ PHYSIOLOGIC | 20110040 |  | DE12504324 | 2017-04-24 | 2018-05-15 | 2012-06-22 | USD | 11398.51 | Active | UNM - Sandoval Regional Medical Center
SRMC 001045 | 1261854 | 15000 | Operating Room | PHILIPS HEALTHCARE | INTELLIVUE MX700 | 865241 | MONITORING SYSTEMS/ PHYSIOLOGIC | 20110040 |  | DE12504266 | 2017-06-13 | 2018-06-15 | 2012-06-22 | USD | 10084.72 | Active | UNM - Sandoval Regional Medical Center
SRMC 001105 | 1261857 | 15000 | Operating Room | PHILIPS HEALTHCARE | INTELLIVUE MX700 | 865241 | MONITORING SYSTEMS/ PHYSIOLOGIC | 20110040 |  | DE12504273 | 2017-06-13 | 2018-06-15 | 2012-06-22 | USD | 10084.72 | Active | UNM - Sandoval Regional Medical Center
SRMC 000332 | 1261772 | 21015 | Emergency Department | PHILIPS HEALTHCARE | INTELLIVUE MP30 | M8002A | MONITORING SYSTEMS/ PHYSIOLOGIC | 20110040 |  | DE728A4118 | 2017-01-19 | 2018-01-15 | 2012-06-22 | USD | 5947.51 | Active | UNM - Sandoval Regional Medical Center
SRMC 000346 | 1261773 | 21015 | Emergency Department | PHILIPS HEALTHCARE | INTELLIVUE MP30 | M8002A | MONITORING SYSTEMS/ PHYSIOLOGIC | 20110040 |  | DE728A4146 | 2017-01-19 | 2018-01-15 | 2012-06-22 | USD | 5947.51 | Active | UNM - Sandoval Regional Medical Center
SRMC 000241 | 1261775 | 21015 | Emergency Department | PHILIPS HEALTHCARE | INTELLIVUE MP30 | M8002A | MONITORING SYSTEMS/ PHYSIOLOGIC | 20110040 |  | DE728A4137 | 2017-01-17 | 2018-01-15 | 2012-06-22 | USD | 5947.51 | Active | UNM - Sandoval Regional Medical Center
SRMC 000334 | 1261776 | 21015 | Emergency Department | PHILIPS HEALTHCARE | INTELLIVUE MP30 | M8002A | MONITORING SYSTEMS/ PHYSIOLOGIC | 20110040 |  | DE728A4148 | 2017-01-23 | 2018-01-15 | 2012-06-22 | USD | 5947.51 | Active | UNM - Sandoval Regional Medical Center
SRMC 000569 | 1261777 | 21015 | Emergency Department | PHILIPS HEALTHCARE | INTELLIVUE MP30 | M8002A | MONITORING SYSTEMS/ PHYSIOLOGIC | 20110040 |  | DE728A4144 | 2017-01-20 | 2018-01-15 | 2012-06-22 | USD | 5947.51 | Active | UNM - Sandoval Regional Medical Center
SRMC 000304 | 1261791 | 15040 | PACU | PHILIPS HEALTHCARE | INTELLIVUE MP30 | M8002A | MONITORING SYSTEMS/ PHYSIOLOGIC | 20110040 |  | DE728A3063 | 2016-09-22 | 2017-10-15 | 2012-06-22 | USD | 5904.93 | Active | UNM - Sandoval Regional Medical Center
SRMC 000234 | 1261778 | 21015 | Emergency Department | PHILIPS HEALTHCARE | INTELLIVUE MP30 | M8002A | MONITORING SYSTEMS/ PHYSIOLOGIC | 20110040 |  | DE728A4140 | 2017-01-18 | 2018-01-15 | 2012-06-22 | USD | 5947.51 | Active | UNM - Sandoval Regional Medical Center
SRMC 000476 | 1261779 | 21015 | Emergency Department | PHILIPS HEALTHCARE | INTELLIVUE MP30 | M8002A | MONITORING SYSTEMS/ PHYSIOLOGIC | 20110040 |  | DE728A4135 | 2017-01-18 | 2018-01-15 | 2012-06-22 | USD | 5947.51 | Active | UNM - Sandoval Regional Medical Center
SRMC 000344 | 1261780 | 21015 | Emergency Department | PHILIPS HEALTHCARE | INTELLIVUE MP30 | M8002A | MONITORING SYSTEMS/ PHYSIOLOGIC | 20110040 |  | DE728A4139 | 2017-01-17 | 2018-01-15 | 2012-06-22 | USD | 5947.51 | Active | UNM - Sandoval Regional Medical Center
SRMC 000350 | 1261781 | 21015 | Emergency Department | PHILIPS HEALTHCARE | INTELLIVUE MP30 | M8002A | MONITORING SYSTEMS/ PHYSIOLOGIC | 20110040 |  | DE728A4050 | 2017-01-17 | 2018-01-15 | 2012-06-22 | USD | 5947.51 | Active | UNM - Sandoval Regional Medical Center
SRMC 000312 | 1261784 | 15040 | PACU | PHILIPS HEALTHCARE | INTELLIVUE MP30 | M8002A | MONITORING SYSTEMS/ PHYSIOLOGIC | 20110040 |  | DE728A3077 | 2016-09-22 | 2017-10-15 | 2012-06-22 | USD | 5904.93 | Active | UNM - Sandoval Regional Medical Center
SRMC 000298 | 1261814 | 15040 | PACU | PHILIPS HEALTHCARE | INTELLIVUE MP30 | M8002A | MONITORING SYSTEMS/ PHYSIOLOGIC | 20110040 |  | DE728A3076 | 2016-09-22 | 2017-10-15 | 2012-06-22 | USD | 5904.93 | Active | UNM - Sandoval Regional Medical Center
SRMC 000143 | 1261785 | 15040 | PACU | PHILIPS HEALTHCARE | INTELLIVUE MP30 | M8002A | MONITORING SYSTEMS/ PHYSIOLOGIC | 20110040 |  | DE728A3004 | 2016-09-22 | 2017-10-15 | 2012-06-22 | USD | 5904.93 | Active | UNM - Sandoval Regional Medical Center
SRMC 000300 | 1261786 | 15040 | PACU | PHILIPS HEALTHCARE | INTELLIVUE MP30 | M8002A | MONITORING SYSTEMS/ PHYSIOLOGIC | 20110040 |  | DE728A3097 | 2016-09-22 | 2017-10-15 | 2012-06-22 | USD | 5904.93 | Active | UNM - Sandoval Regional Medical Center
SRMC 000164 | 1261815 | 15040 | PACU | PHILIPS HEALTHCARE | INTELLIVUE MP30 | M8002A | MONITORING SYSTEMS/ PHYSIOLOGIC | 20110040 |  | DE728A3086 | 2016-09-22 | 2017-10-15 | 2012-06-22 | USD | 5904.93 | Active | UNM - Sandoval Regional Medical Center
SRMC 000310 | 1261787 | 15040 | PACU | PHILIPS HEALTHCARE | INTELLIVUE MP30 | M8002A | MONITORING SYSTEMS/ PHYSIOLOGIC | 20110040 |  | DE728A3012 | 2016-09-22 | 2017-10-15 | 2012-06-22 | USD | 5904.93 | Active | UNM - Sandoval Regional Medical Center
SRMC 000173 | 1261788 | 15040 | PACU | PHILIPS HEALTHCARE | INTELLIVUE MP30 | M8002A | MONITORING SYSTEMS/ PHYSIOLOGIC | 20110040 |  | DE728A3083 | 2016-09-22 | 2017-10-15 | 2012-06-22 | USD | 5904.93 | Active | UNM - Sandoval Regional Medical Center
SRMC 000282 | 1261789 | 15040 | PACU | PHILIPS HEALTHCARE | INTELLIVUE MP30 | M8002A | MONITORING SYSTEMS/ PHYSIOLOGIC | 20110040 |  | DE728A3055 | 2016-09-22 | 2017-10-15 | 2012-06-22 | USD | 5904.93 | Active | UNM - Sandoval Regional Medical Center
SRMC 000315 | 1261790 | 15040 | PACU | PHILIPS HEALTHCARE | INTELLIVUE MP30 | M8002A | MONITORING SYSTEMS/ PHYSIOLOGIC | 20110040 |  | DE728A3078 | 2016-09-22 | 2017-10-15 | 2012-06-22 | USD | 5904.93 | Active | UNM - Sandoval Regional Medical Center
SRMC 000162 | 1261796 | 15040 | PACU | PHILIPS HEALTHCARE | INTELLIVUE MP30 | M8002A | MONITORING SYSTEMS/ PHYSIOLOGIC | 20110040 |  | DE728A3034 | 2016-09-22 | 2017-10-15 | 2012-06-22 | USD | 5904.93 | Active | UNM - Sandoval Regional Medical Center
SRMC 000283 | 1261792 | 15040 | PACU | PHILIPS HEALTHCARE | INTELLIVUE MP30 | M8002A | MONITORING SYSTEMS/ PHYSIOLOGIC | 20110040 |  | DE728A3094 | 2016-09-22 | 2017-10-15 | 2012-06-22 | USD | 5904.93 | Active | UNM - Sandoval Regional Medical Center
SRMC 000291 | 1261793 | 15040 | PACU | PHILIPS HEALTHCARE | INTELLIVUE MP30 | M8002A | MONITORING SYSTEMS/ PHYSIOLOGIC | 20110040 |  | DE728A3065 | 2016-09-22 | 2017-10-15 | 2012-06-22 | USD | 5904.93 | Active | UNM - Sandoval Regional Medical Center
SRMC 000161 | 1261794 | 15040 | PACU | PHILIPS HEALTHCARE | INTELLIVUE MP30 | M8002A | MONITORING SYSTEMS/ PHYSIOLOGIC | 20110040 |  | DE728A3066 | 2016-09-22 | 2017-10-15 | 2012-06-22 | USD | 5904.93 | Active | UNM - Sandoval Regional Medical Center
SRMC 000436 | 1261810 | 15040 | PACU | PHILIPS HEALTHCARE | INTELLIVUE MP30 | M8002A | MONITORING SYSTEMS/ PHYSIOLOGIC | 20110040 |  | DE728A3048 | 2016-09-22 | 2017-10-15 | 2012-06-22 | USD | 5904.93 | Active | UNM - Sandoval Regional Medical Center
SRMC 000171 | 1261795 | 15040 | PACU | PHILIPS HEALTHCARE | INTELLIVUE MP30 | M8002A | MONITORING SYSTEMS/ PHYSIOLOGIC | 20110040 |  | DE728A3061 | 2016-09-22 | 2017-10-15 | 2012-06-22 | USD | 5904.93 | Active | UNM - Sandoval Regional Medical Center
SRMC 000285 | 1261798 | 15040 | PACU | PHILIPS HEALTHCARE | INTELLIVUE MP30 | M8002A | MONITORING SYSTEMS/ PHYSIOLOGIC | 20110040 |  | DE728A3093 | 2016-09-22 | 2017-10-15 | 2012-06-22 | USD | 5904.93 | Active | UNM - Sandoval Regional Medical Center
SRMC 000169 | 1261799 | 15040 | PACU | PHILIPS HEALTHCARE | INTELLIVUE MP30 | M8002A | MONITORING SYSTEMS/ PHYSIOLOGIC | 20110040 |  | DE728A3030 | 2016-09-22 | 2017-10-15 | 2012-06-22 | USD | 5904.93 | Active | UNM - Sandoval Regional Medical Center
SRMC 000159 | 1261800 | 15040 | PACU | PHILIPS HEALTHCARE | INTELLIVUE MP30 | M8002A | MONITORING SYSTEMS/ PHYSIOLOGIC | 20110040 |  | DE728A3053 | 2016-09-22 | 2017-10-15 | 2012-06-22 | USD | 5904.93 | Active | UNM - Sandoval Regional Medical Center
SRMC 000308 | 1261801 | 15040 | PACU | PHILIPS HEALTHCARE | INTELLIVUE MP30 | M8002A | MONITORING SYSTEMS/ PHYSIOLOGIC | 20110040 |  | DE728A3032 | 2016-09-22 | 2017-10-15 | 2012-06-22 | USD | 5904.93 | Active | UNM - Sandoval Regional Medical Center
SRMC 000317 | 1261802 | 15040 | PACU | PHILIPS HEALTHCARE | INTELLIVUE MP30 | M8002A | MONITORING SYSTEMS/ PHYSIOLOGIC | 20110040 |  | DE728A3050 | 2016-09-22 | 2017-10-15 | 2012-06-22 | USD | 5904.93 | Active | UNM - Sandoval Regional Medical Center
SRMC 000306 | 1261804 | 15040 | PACU | PHILIPS HEALTHCARE | INTELLIVUE MP30 | M8002A | MONITORING SYSTEMS/ PHYSIOLOGIC | 20110040 |  | DE728A3070 | 2016-09-22 | 2017-10-15 | 2012-06-22 | USD | 5904.93 | Active | UNM - Sandoval Regional Medical Center
SRMC 000287 | 1261806 | 15040 | PACU | PHILIPS HEALTHCARE | INTELLIVUE MP30 | M8002A | MONITORING SYSTEMS/ PHYSIOLOGIC | 20110040 |  | DE728A3088 | 2016-09-22 | 2017-10-15 | 2012-06-22 | USD | 5904.93 | Active | UNM - Sandoval Regional Medical Center
SRMC 000168 | 1261807 | 15040 | PACU | PHILIPS HEALTHCARE | INTELLIVUE MP30 | M8002A | MONITORING SYSTEMS/ PHYSIOLOGIC |  |  | DE728A3096 | 2016-09-22 | 2017-10-15 | 2012-06-22 | USD |  | Active | UNM - Sandoval Regional Medical Center
SRMC 000170 | 1261808 | 15040 | PACU | PHILIPS HEALTHCARE | INTELLIVUE MP30 | M8002A | MONITORING SYSTEMS/ PHYSIOLOGIC | 20110040 |  | DE728A3098 | 2016-09-22 | 2017-10-15 | 2012-06-22 | USD | 5904.93 | Active | UNM - Sandoval Regional Medical Center
SRMC 000175 | 1261809 | 15040 | PACU | PHILIPS HEALTHCARE | INTELLIVUE MP30 | M8002A | MONITORING SYSTEMS/ PHYSIOLOGIC | 20110040 |  | DE728A3042 | 2016-09-22 | 2017-10-15 | 2012-06-22 | USD | 5904.93 | Active | UNM - Sandoval Regional Medical Center
SRMC 000288 | 1261811 | 15040 | PACU | PHILIPS HEALTHCARE | INTELLIVUE MP30 | M8002A | MONITORING SYSTEMS/ PHYSIOLOGIC | 20110040 |  | DE728A3010 | 2016-09-22 | 2017-10-15 | 2012-06-22 | USD | 5904.93 | Active | UNM - Sandoval Regional Medical Center
SRMC 000177 | 1261812 | 15040 | PACU | PHILIPS HEALTHCARE | INTELLIVUE MP30 | M8002A | MONITORING SYSTEMS/ PHYSIOLOGIC | 20110040 |  | DE728A3062 | 2016-09-22 | 2017-10-15 | 2012-06-22 | USD | 5904.93 | Active | UNM - Sandoval Regional Medical Center
SRMC 000316 | 1261813 | 15040 | PACU | PHILIPS HEALTHCARE | INTELLIVUE MP30 | M8002A | MONITORING SYSTEMS/ PHYSIOLOGIC | 20110040 |  | DE728A3069 | 2016-09-22 | 2017-10-15 | 2012-06-22 | USD | 5904.93 | Active | UNM - Sandoval Regional Medical Center
CAP7231 | 1261891 | 12120 | Medical/Cardiac ICU | PHILIPS HEALTHCARE | INTELLIBRIDGE EC10 MODULE | 865115 | MODULES/ DATA/ TRANSFER | 20110040 |  | DE84604683 | 2012-08-13 | 2012-06-15 | 2012-06-22 | USD | 1635.74 | Active | UNM - Sandoval Regional Medical Center
CAP6436 | 1261892 | 12120 | Medical/Cardiac ICU | PHILIPS HEALTHCARE | INTELLIBRIDGE EC10 MODULE | 865115 | MODULES/ DATA/ TRANSFER | 20110040 |  | DE84604642 | 2012-09-12 | 2012-06-15 | 2012-06-22 | USD | 1635.74 | Active | UNM - Sandoval Regional Medical Center
CAP6754 | 1261893 | 21015 | Emergency Department | PHILIPS HEALTHCARE | INTELLIBRIDGE EC10 MODULE | 865115 | MODULES/ DATA/ TRANSFER | 20110040 |  | DE84604682 | 2012-08-14 | 2012-06-15 | 2012-06-22 | USD | 1641.64 | Active | UNM - Sandoval Regional Medical Center
CAP6740 | 1261894 | 21015 | Emergency Department | PHILIPS HEALTHCARE | INTELLIBRIDGE EC10 MODULE | 865115 | MODULES/ DATA/ TRANSFER | 20110040 |  | DE84604686 | 2012-08-14 | 2012-06-15 | 2012-06-22 | USD | 1641.64 | Active | UNM - Sandoval Regional Medical Center
CAP7435 | 1261895 | 12120 | Medical/Cardiac ICU | PHILIPS HEALTHCARE | INTELLIBRIDGE EC10 MODULE | 865115 | MODULES/ DATA/ TRANSFER | 20110040 |  | DE84604639 | 2012-09-12 | 2012-06-15 | 2012-06-22 | USD | 1635.74 | Active | UNM - Sandoval Regional Medical Center
CAP6393 | 1261896 | 12120 | Medical/Cardiac ICU | PHILIPS HEALTHCARE | INTELLIBRIDGE EC10 MODULE | 865115 | MODULES/ DATA/ TRANSFER | 20110040 |  | DE84604645 | 2012-08-10 | 2012-06-15 | 2012-06-22 | USD | 1635.74 | Active | UNM - Sandoval Regional Medical Center
CAP6449 | 1261897 | 12120 | Medical/Cardiac ICU | PHILIPS HEALTHCARE | INTELLIBRIDGE EC10 MODULE | 865115 | MODULES/ DATA/ TRANSFER | 20110040 |  | DE84604650 | 2012-08-13 | 2012-06-15 | 2012-06-22 | USD | 1635.74 | Active | UNM - Sandoval Regional Medical Center
CAP6418 | 1261898 | 12120 | Medical/Cardiac ICU | PHILIPS HEALTHCARE | INTELLIBRIDGE EC10 MODULE | 865115 | MODULES/ DATA/ TRANSFER | 20110040 |  | DE84604641 | 2012-08-10 | 2012-06-15 | 2012-06-22 | USD | 1635.74 | Active | UNM - Sandoval Regional Medical Center
CAP9066 | 1261899 | 12120 | Medical/Cardiac ICU | PHILIPS HEALTHCARE | INTELLIBRIDGE EC10 MODULE | 865115 | MODULES/ DATA/ TRANSFER | 20110040 |  | DE84604646 | 2012-08-10 | 2012-06-15 | 2012-06-22 | USD | 1635.74 | Active | UNM - Sandoval Regional Medical Center
CAP7262 | 1261900 | 12120 | Medical/Cardiac ICU | PHILIPS HEALTHCARE | INTELLIBRIDGE EC10 MODULE | 865115 | MODULES/ DATA/ TRANSFER | 20110040 |  | DE84604685 | 2012-08-11 | 2012-06-15 | 2012-06-22 | USD | 1635.74 | Active | UNM - Sandoval Regional Medical Center
CAP6407 | 1261901 | 12120 | Medical/Cardiac ICU | PHILIPS HEALTHCARE | INTELLIBRIDGE EC10 MODULE | 865115 | MODULES/ DATA/ TRANSFER | 20110040 |  | DE84604647 | 2012-09-12 | 2012-06-15 | 2012-06-22 | USD | 1635.74 | Active | UNM - Sandoval Regional Medical Center
CAP6426 | 1261902 | 12120 | Medical/Cardiac ICU | PHILIPS HEALTHCARE | INTELLIBRIDGE EC10 MODULE | 865115 | MODULES/ DATA/ TRANSFER | 20110040 |  | DE84604638 | 2012-08-10 | 2012-06-15 | 2012-06-22 | USD | 1635.74 | Active | UNM - Sandoval Regional Medical Center
CAP7576 | 1261904 | 12120 | Medical/Cardiac ICU | PHILIPS HEALTHCARE | INTELLIBRIDGE EC10 MODULE | 865115 | MODULES/ DATA/ TRANSFER | 20110040 |  | DE84604625 | 2012-08-13 | 2012-06-15 | 2012-06-22 | USD | 1635.74 | Active | UNM - Sandoval Regional Medical Center
5323 | 1261823 | 15000 | Operating Room | PHILIPS HEALTHCARE | FMS-4 | 865243 | RACKS/ MODULE |  |  | DE12304599 | 2012-08-13 | 2012-06-15 | 2012-06-22 | USD |  | Active | UNM - Sandoval Regional Medical Center
5324 | 1261824 | 12120 | Medical/Cardiac ICU | PHILIPS HEALTHCARE | FMS-4 | 865243 | RACKS/ MODULE |  |  | DE12304613 | 2012-09-12 | 2012-06-15 | 2012-06-22 | USD |  | Active | UNM - Sandoval Regional Medical Center
CAP9701 | 1261827 | 12120 | Medical/Cardiac ICU | PHILIPS HEALTHCARE | FMS-4 | 865243 | RACKS/ MODULE |  |  | DE12304549 | 2012-08-10 | 2012-06-15 | 2012-06-22 | USD |  | Active | UNM - Sandoval Regional Medical Center
5325 | 1261825 | 12120 | Medical/Cardiac ICU | PHILIPS HEALTHCARE | FMS-4 | 865243 | RACKS/ MODULE |  |  | DE12304602 | 2012-08-13 | 2012-06-15 | 2012-06-22 | USD |  | Active | UNM - Sandoval Regional Medical Center
5326 | 1261826 | 12120 | Medical/Cardiac ICU | PHILIPS HEALTHCARE | FMS-4 | 865243 | RACKS/ MODULE |  |  | DE12304596 | 2012-09-12 | 2012-06-15 | 2012-06-22 | USD |  | Active | UNM - Sandoval Regional Medical Center
5329 | 1261829 | 12120 | Medical/Cardiac ICU | PHILIPS HEALTHCARE | FMS-4 | 865243 | RACKS/ MODULE |  |  | DE12304606 | 2012-08-10 | 2012-06-15 | 2012-06-22 | USD |  | Active | UNM - Sandoval Regional Medical Center
5328 | 1261828 | 12120 | Medical/Cardiac ICU | PHILIPS HEALTHCARE | FMS-4 | 865243 | RACKS/ MODULE |  |  | DE12304601 | 2012-09-12 | 2012-06-15 | 2012-06-22 | USD |  | Active | UNM - Sandoval Regional Medical Center
5330 | 1261830 | 12120 | Medical/Cardiac ICU | PHILIPS HEALTHCARE | FMS-4 | 865243 | RACKS/ MODULE |  |  | DE12304600 | 2012-08-10 | 2012-06-15 | 2012-06-22 | USD |  | Active | UNM - Sandoval Regional Medical Center
5331 | 1261831 | 12120 | Medical/Cardiac ICU | PHILIPS HEALTHCARE | FMS-4 | 865243 | RACKS/ MODULE |  |  | DE12304603 | 2012-08-13 | 2012-06-15 | 2012-06-22 | USD |  | Active | UNM - Sandoval Regional Medical Center
5332 | 1261832 | 15000 | Operating Room | PHILIPS HEALTHCARE | FMS-4 | 865243 | RACKS/ MODULE |  |  | DE12304614 | 2012-08-13 | 2012-06-15 | 2012-06-22 | USD |  | Active | UNM - Sandoval Regional Medical Center
5333 | 1261833 | 15000 | Operating Room | PHILIPS HEALTHCARE | FMS-4 | 865243 | RACKS/ MODULE |  |  | DE12304610 | 2012-08-16 | 2012-06-15 | 2012-06-22 | USD |  | Active | UNM - Sandoval Regional Medical Center
5334 | 1261834 | 12120 | Medical/Cardiac ICU | PHILIPS HEALTHCARE | FMS-4 | 865243 | RACKS/ MODULE |  |  | DE12304594 | 2012-08-13 | 2012-06-15 | 2012-06-22 | USD |  | Active | UNM - Sandoval Regional Medical Center
5335 | 1261835 | 12120 | Medical/Cardiac ICU | PHILIPS HEALTHCARE | FMS-4 | 865243 | RACKS/ MODULE |  |  | DE12304597 | 2012-08-13 | 2012-06-15 | 2012-06-22 | USD |  | Active | UNM - Sandoval Regional Medical Center
5336 | 1261836 | 15000 | Operating Room | PHILIPS HEALTHCARE | FMS-4 | 865243 | RACKS/ MODULE |  |  | DE12304595 | 2012-08-10 | 2012-06-15 | 2012-06-22 | USD |  | Active | UNM - Sandoval Regional Medical Center
5337 | 1261837 | 12120 | Medical/Cardiac ICU | PHILIPS HEALTHCARE | FMS-4 | 865243 | RACKS/ MODULE |  |  | DE12304548 | 2012-09-12 | 2012-06-15 | 2012-06-22 | USD |  | Active | UNM - Sandoval Regional Medical Center
5338 | 1261838 | 12120 | Medical/Cardiac ICU | PHILIPS HEALTHCARE | FMS-4 | 865243 | RACKS/ MODULE |  |  | DE12304598 | 2012-08-13 | 2012-06-15 | 2012-06-22 | USD |  | Active | UNM - Sandoval Regional Medical Center
5339 | 1261839 | 15000 | Operating Room | PHILIPS HEALTHCARE | FMS-4 | 865243 | RACKS/ MODULE |  |  | DE12304608 | 2012-08-15 | 2012-06-15 | 2012-06-22 | USD |  | Active | UNM - Sandoval Regional Medical Center
SRMC 001532 | 1261913 | 12220 | Med/Surg Subacute | PHILIPS HEALTHCARE | INTELLIVUE MX40 | 865350 | TRANSMITTERS/ TELEMETRIC | 20110040 |  | US01007391 | 2013-12-31 | 2016-12-15 | 2012-06-22 | USD | 3394.23 | Reactivated | UNM - Sandoval Regional Medical Center
SRMC 001521 | 1261915 | 12220 | Med/Surg Subacute | PHILIPS HEALTHCARE | INTELLIVUE MX40 | 865350 | TRANSMITTERS/ TELEMETRIC | 20110040 |  | US01007363 | 2013-04-09 | 2013-04-15 | 2012-06-22 | USD | 3394.23 | Active | UNM - Sandoval Regional Medical Center
SRMC 001513 | 1261921 | 12220 | Med/Surg Subacute | PHILIPS HEALTHCARE | INTELLIVUE MX40 | 865350 | TRANSMITTERS/ TELEMETRIC | 20110040 |  | US01007370 | 2013-12-13 | 2013-12-15 | 2012-06-22 | USD | 3394.23 | Active | UNM - Sandoval Regional Medical Center
SRMC 001686 | 1261916 | 12220 | Med/Surg Subacute | PHILIPS HEALTHCARE | INTELLIVUE MX40 | 865350 | TRANSMITTERS/ TELEMETRIC | 20110040 |  | US01007378 | 2013-12-13 | 2013-12-15 | 2012-06-22 | USD | 3394.23 | Active | UNM - Sandoval Regional Medical Center
SRMC 001516 | 1261917 | 12220 | Med/Surg Subacute | PHILIPS HEALTHCARE | INTELLIVUE MX40 | 865350 | TRANSMITTERS/ TELEMETRIC | 20110040 |  | US01007377 | 2013-12-11 | 2013-12-15 | 2012-06-22 | USD | 3394.23 | Active | UNM - Sandoval Regional Medical Center
SRMC 001515 | 1261918 | 12220 | Med/Surg Subacute | PHILIPS HEALTHCARE | INTELLIVUE MX40 | 865350 | TRANSMITTERS/ TELEMETRIC | 20110040 |  | US01007366 | 2013-12-13 | 2013-12-15 | 2012-06-22 | USD | 3394.23 | Active | UNM - Sandoval Regional Medical Center
SRMC 001517 | 1261919 | 12220 | Med/Surg Subacute | PHILIPS HEALTHCARE | INTELLIVUE MX40 | 865350 | TRANSMITTERS/ TELEMETRIC | 20110040 |  | US01007356 | 2013-12-11 | 2013-12-15 | 2012-06-22 | USD | 3394.23 | Active | UNM - Sandoval Regional Medical Center
SRMC 001539 | 1261920 | 12220 | Med/Surg Subacute | PHILIPS HEALTHCARE | INTELLIVUE MX40 | 865350 | TRANSMITTERS/ TELEMETRIC | 20110040 |  | US01007381 | 2013-04-09 | 2013-04-15 | 2012-06-22 | USD | 3394.23 | Active | UNM - Sandoval Regional Medical Center
SRMC 001525 | 1261922 | 12220 | Med/Surg Subacute | PHILIPS HEALTHCARE | INTELLIVUE MX40 | 865350 | TRANSMITTERS/ TELEMETRIC | 20110040 |  | US01007388 | 2013-12-13 | 2013-12-15 | 2012-06-22 | USD | 3394.23 | Active | UNM - Sandoval Regional Medical Center
SRMC 001438 | 1262854 | 12220 | Med/Surg Subacute | PHILIPS HEALTHCARE | INTELLIVUE MX40 | 865350 | TRANSMITTERS/ TELEMETRIC | 20110040 |  | US01007380 | 2013-12-13 | 2013-12-15 | 2012-06-22 | USD | 3394.23 | Active | UNM - Sandoval Regional Medical Center
SRMC 001527 | 1261924 | 12220 | Med/Surg Subacute | PHILIPS HEALTHCARE | INTELLIVUE MX40 | 865350 | TRANSMITTERS/ TELEMETRIC | 20110040 |  | US01007360 | 2013-12-13 | 2013-12-15 | 2012-06-22 | USD | 3394.23 | Active | UNM - Sandoval Regional Medical Center
SRMC 001524 | 1261925 | 12220 | Med/Surg Subacute | PHILIPS HEALTHCARE | INTELLIVUE MX40 | 865350 | TRANSMITTERS/ TELEMETRIC | 20110040 |  | US01007373 | 2014-02-11 | 2014-03-15 | 2012-06-22 | USD | 3394.23 | Active | UNM - Sandoval Regional Medical Center
SRMC 001519 | 1263273 | 12220 | Med/Surg Subacute | PHILIPS HEALTHCARE | INTELLIVUE MX40 | 865350 | TRANSMITTERS/ TELEMETRIC | 20110040 |  | US01007389 | 2013-12-13 | 2013-12-15 | 2012-06-22 | USD | 3394.23 | Active | UNM - Sandoval Regional Medical Center
SRMC 001514 | 1262741 | 12220 | Med/Surg Subacute | PHILIPS HEALTHCARE | INTELLIVUE MX40 | 865350 | TRANSMITTERS/ TELEMETRIC | 20110040 |  | US01007383 | 2013-12-11 | 2013-12-15 | 2012-06-22 | USD | 3394.23 | Active | UNM - Sandoval Regional Medical Center
SRMC 001526 | 1262776 | 12220 | Med/Surg Subacute | PHILIPS HEALTHCARE | INTELLIVUE MX40 | 865350 | TRANSMITTERS/ TELEMETRIC | 20110040 |  | US01007379 | 2013-12-13 | 2013-12-15 | 2012-06-22 | USD | 3394.23 | Active | UNM - Sandoval Regional Medical Center
SRMC 001538 | 1261929 | 12220 | Med/Surg Subacute | PHILIPS HEALTHCARE | INTELLIVUE MX40 | 865350 | TRANSMITTERS/ TELEMETRIC | 20110040 |  | US01007374 | 2013-04-09 | 2014-03-15 | 2012-06-22 | USD | 3394.23 | Active | UNM - Sandoval Regional Medical Center
SRMC 001540 | 1261931 | 12220 | Med/Surg Subacute | PHILIPS HEALTHCARE | INTELLIVUE MX40 | 865350 | TRANSMITTERS/ TELEMETRIC | 20110040 |  | US01007384 | 2013-04-11 | 2013-04-15 | 2012-06-22 | USD | 3394.23 | Active | UNM - Sandoval Regional Medical Center
SRMC 001344 | 1262837 | 12220 | Med/Surg Subacute | PHILIPS HEALTHCARE | INTELLIVUE MX40 | 865350 | TRANSMITTERS/ TELEMETRIC | 20110040 |  | US01007362 | 2013-04-12 | 2013-04-15 | 2012-06-22 | USD | 3394.23 | Active | UNM - Sandoval Regional Medical Center
SRMC 001528 | 1261933 | 12220 | Med/Surg Subacute | PHILIPS HEALTHCARE | INTELLIVUE MX40 | 865350 | TRANSMITTERS/ TELEMETRIC | 20110040 |  | US01007371 | 2013-04-09 | 2013-04-15 | 2012-06-22 | USD | 3394.23 | Active | UNM - Sandoval Regional Medical Center
SRMC 001345 | 1261935 | 12220 | Med/Surg Subacute | PHILIPS HEALTHCARE | INTELLIVUE MX40 | 865350 | TRANSMITTERS/ TELEMETRIC | 20110040 |  | US01007372 | 2013-04-10 | 2013-04-15 | 2012-06-22 | USD | 3394.23 | Active | UNM - Sandoval Regional Medical Center
SRMC 001520 | 1261936 | 12220 | Med/Surg Subacute | PHILIPS HEALTHCARE | INTELLIVUE MX40 | 865350 | TRANSMITTERS/ TELEMETRIC | 20110040 |  | US01007387 | 2013-12-13 | 2013-12-15 | 2012-06-22 | USD | 3394.23 | Active | UNM - Sandoval Regional Medical Center
SRMC 001518 | 1262775 | 12220 | Med/Surg Subacute | PHILIPS HEALTHCARE | INTELLIVUE MX40 | 865350 | TRANSMITTERS/ TELEMETRIC | 20110040 |  | US01007382 | 2013-12-13 | 2013-12-15 | 2012-06-22 | USD | 3394.23 | Active | UNM - Sandoval Regional Medical Center
SRMC 001523 | 1262810 | 12220 | Med/Surg Subacute | PHILIPS HEALTHCARE | INTELLIVUE MX40 | 865350 | TRANSMITTERS/ TELEMETRIC | 20110040 |  | US01007365 | 2013-04-09 | 2013-04-15 | 2012-06-22 | USD | 3394.23 | Active | UNM - Sandoval Regional Medical Center
SRMC 001533 | 1261941 | 12220 | Med/Surg Subacute | PHILIPS HEALTHCARE | INTELLIVUE MX40 | 865350 | TRANSMITTERS/ TELEMETRIC | 20110040 |  | US01007392 | 2013-04-10 | 2013-04-15 | 2012-06-22 | USD | 3394.23 | Active | UNM - Sandoval Regional Medical Center
SRMC 000213 | 1262249 | 15000 | Operating Room | STRYKER CORP | NEPTUNE 2 ROVER ULTRA | NEPTUNE 2 ROVER ULTR | WASTE-DISPOSAL UNITS |  |  | 1213800393 | 2017-06-15 | 2017-12-15 | 2012-06-22 | USD |  | Reactivated | UNM - Sandoval Regional Medical Center
SRMC 000247 | 1231464 | 75000 | Radiology - General | HOLOGIC INC | FLUOROSCAN NSIGHT 2 | FLUOROSCAN NSIGHT 2 | RADIOGRAPHIC/FLUOROSCOPIC UNITS/ MOBILE | 20110008 |  | 09-1211-30 | 2015-11-30 | 2016-05-15 | 2012-06-22 | USD | 49900 | Active | UNM - Sandoval Regional Medical Center
SRMC 000246 | 1231463 | 75000 | Radiology - General | HOLOGIC INC | FLUOROSCAN NSIGHT 2 | FLUOROSCAN NSIGHT 2 | RADIOGRAPHIC/FLUOROSCOPIC UNITS/ MOBILE | 20110008 |  | 09-1111-13 | 2015-11-30 | 2016-05-15 | 2012-06-22 | USD | 49900 | Active | UNM - Sandoval Regional Medical Center
CAP8936 | 1262274 | 34520 | Ortho/Surgery Clinic | TRUMPF MEDICAL SYSTEMS INC | TRULIGHT 1000 | 1670342 | LIGHTS/ EXAMINATION | 20120151 |  | 101514227 | 2012-08-21 | 2012-06-15 | 2012-06-21 | USD | 3131.88 | Active | UNM - Sandoval Regional Medical Center
CAP8935 | 1262276 | 34237 | Uro/Gyn Clinic | TRUMPF MEDICAL SYSTEMS INC | TRULIGHT 1000 | 1670342 | LIGHTS/ EXAMINATION | 20120151 |  | 101519834 | 2012-08-21 | 2012-06-15 | 2012-06-21 | USD | 3131.88 | Active | UNM - Sandoval Regional Medical Center
CAP8937 | 1262275 | 34225 | ENT Specialty Clinic | TRUMPF MEDICAL SYSTEMS INC | TRULIGHT 1000 | 1670342 | LIGHTS/ EXAMINATION | 20120151 |  | 101519851 | 2012-08-20 | 2012-06-15 | 2012-06-21 | USD | 3131.88 | Active | UNM - Sandoval Regional Medical Center
CAP8938 | 1262277 | 32025 | Family Practice Clinic | TRUMPF MEDICAL SYSTEMS INC | TRULIGHT 1000 | 1670342 | LIGHTS/ EXAMINATION | 20120151 |  | 101519836 | 2012-08-20 | 2012-06-15 | 2012-06-21 | USD | 3131.88 | Active | UNM - Sandoval Regional Medical Center
CAP8939 | 1262278 | 32025 | Family Practice Clinic | TRUMPF MEDICAL SYSTEMS INC | TRULIGHT 1000 | 1670342 | LIGHTS/ EXAMINATION | 20120151 |  | 101519837 | 2012-08-20 | 2012-06-15 | 2012-06-21 | USD | 3131.88 | Active | UNM - Sandoval Regional Medical Center
| 1262494 | 75055 | Radiology - Mammography | HOLOGIC INC | SECUREVIEW DX CL | 555129 | WORKSTATIONS/ DIGITAL RADIOGRAPHY |  |  | 2980412B4171 | 2012-06-21 | 2012-06-15 | 2012-06-21 | USD |  | Active | UNM - Sandoval Regional Medical Center
SRMC 001043 | 54814549 | 75050 | Radiology - Ultrasound | PHILIPS HEALTHCARE | CX50 Cardiac/ShS Ultrasound System | 795076 | SCANNING SYSTEMS/ ULTRASONIC/ PORTABLE | 20110016 |  | SG41202762 | 2012-09-21 | 2012-07-15 | 2012-06-21 | USD | 80330 | Active | UNM - Sandoval Regional Medical Center
SRMC 000256 | 56010382 | 75050 | Radiology - Ultrasound | PHILIPS HEALTHCARE | CX50 Cardiac/ShS Ultrasound System | 795076 | SCANNING SYSTEMS/ ULTRASONIC/ PORTABLE | 20110016 |  | SG51202795 | 2012-09-21 | 2012-07-15 | 2012-06-21 | USD | 80330 | Active | UNM - Sandoval Regional Medical Center
SRMC 000165 | 56124690 | 75000 | Radiology - General | PHILIPS HEALTHCARE | MobileDiagnost wDR | 712001 | RADIOGRAPHIC UNITS/ MOBILE | 20110041 |  | 503142/SN12000037 | 2012-09-23 | 2012-08-15 | 2012-06-18 | USD | 170000 | Active | UNM - Sandoval Regional Medical Center
SRMC 000249 | 56124691 | 75000 | Radiology - General | PHILIPS HEALTHCARE | MobileDiagnost wDR | 712001 | RADIOGRAPHIC UNITS/ MOBILE | 20110041 |  | 503143/SN12000036 | 2012-09-23 | 2012-08-15 | 2012-06-18 | USD | 170000 | Active | UNM - Sandoval Regional Medical Center
SRMC 000243 | 56124694 | 75000 | Radiology - General | PHILIPS HEALTHCARE | MobileDiagnost wDR | 712001 | RADIOGRAPHIC UNITS/ MOBILE | 20110041 |  | 503144/SN12000039 | 2012-09-23 | 2012-08-15 | 2012-06-18 | USD | 170000 | Active | UNM - Sandoval Regional Medical Center
SRMC 000128 | 1261600 | 74070 | Lab - Blood Bank | HELMER LABS INC | I SERIES (PC100I) | I SERIES (PC100I) | INCUBATORS/ LABORATORY/ PLATELET | 20120042 |  | 1007040 | 2017-04-26 | 2018-04-15 | 2012-06-15 | USD | 6847.45 | Active | UNM - Sandoval Regional Medical Center
CAP8164 | 1261549 | 15000 | Operating Room | STERIS CORP | Harmony EMS | DF-70 | EQUIPMENT BOOM ARMS | 20110001 |  | 0403812004 | 2012-07-30 | 2012-06-15 | 2012-06-15 | USD | 33872.1 | Active | UNM - Sandoval Regional Medical Center
CAP8173 | 1261561 | 15000 | Operating Room | STERIS CORP | Harmony EMS | DF-70 | EQUIPMENT BOOM ARMS | 20110001 |  | 0403812136 | 2012-06-15 | 2012-06-15 | 2012-06-15 | USD | 33872.1 | Active | UNM - Sandoval Regional Medical Center
CAP8150 | 1261581 | 15000 | Operating Room | STERIS CORP | Harmony EMS | DF-70 | EQUIPMENT BOOM ARMS | 20110001 |  | 0403812005 | 2012-06-15 | 2012-06-15 | 2012-06-15 | USD | 33872.1 | Active | UNM - Sandoval Regional Medical Center
CAP8181 | 1261571 | 15000 | Operating Room | STERIS CORP | Harmony EMS | DF-70 | EQUIPMENT BOOM ARMS | 20110001 |  | 0403212134 | 2012-06-15 | 2012-06-15 | 2012-06-15 | USD | 39139.4 | Active | UNM - Sandoval Regional Medical Center
CAP8417 | 1261576 | 15000 | Operating Room | STERIS CORP | Harmony EMS | DF-70 | EQUIPMENT BOOM ARMS | 20110001 |  | 0403812134 | 2012-06-15 | 2012-06-15 | 2012-06-15 | USD | 33872.1 | Active | UNM - Sandoval Regional Medical Center
SRMC 000129 | 1261601 | 74070 | Lab - Blood Bank | HELMER LABS INC | QUICKTHAW DH4 | QUICKTHAW DH4 | PLASMA THAWERS | 20120042 |  | 1007069 | 2017-04-26 | 2018-04-15 | 2012-06-15 | USD | 5879.65 | Active | UNM - Sandoval Regional Medical Center
SRMC 000206 | 1261592 | 15010 | Sterile Processing | STERIS CORP | RELIANCE EPS | RELIANCE EPS | WASHERS/ FLEXIBLE ENDOSCOPE | 20110002 |  | 3632811002 | 2017-05-22 | 2018-02-15 | 2012-06-15 | USD | 31268.56 | Active | UNM - Sandoval Regional Medical Center
SRMC 000205 | 1261591 | 15010 | Sterile Processing | STERIS CORP | RELIANCE EPS | RELIANCE EPS | WASHERS/ FLEXIBLE ENDOSCOPE | 20110002 |  | 3632611004 | 2017-05-22 | 2018-06-15 | 2012-06-15 | USD | 31268.56 | Active | UNM - Sandoval Regional Medical Center
SRMC 000335 | 1262575 | 21015 | Emergency Department | STRYKER CORP | GYNNIE | 1061 | STRETCHERS/ MOBILE/ HOSPITAL | 20120029 |  | 1205036115 | 2017-01-20 | 2018-01-15 | 2012-06-15 | USD | 5545.75 | Active | UNM - Sandoval Regional Medical Center
SRMC 000600 | 1231064 | 21015 | Emergency Department | STRYKER CORP | GYNNIE | 1061 | STRETCHERS/ MOBILE/ HOSPITAL | 20120029 |  | 1205036120 | 2017-01-19 | 2018-01-15 | 2012-06-15 | USD | 5545.75 | Active | UNM - Sandoval Regional Medical Center
SRMC 000345 | 1262523 | 21015 | Emergency Department | STRYKER CORP | GYNNIE | 1061 | STRETCHERS/ MOBILE/ HOSPITAL | 20120029 |  | 1205036121 | 2017-01-19 | 2018-01-15 | 2012-06-15 | USD | 5545.75 | Active | UNM - Sandoval Regional Medical Center
SRMC 000351 | 1231059 | 21015 | Emergency Department | STRYKER CORP | GYNNIE | 1061 | STRETCHERS/ MOBILE/ HOSPITAL | 20120029 |  | 1205036118 | 2017-01-16 | 2018-01-15 | 2012-06-15 | USD | 5545.75 | Active | UNM - Sandoval Regional Medical Center
SRMC 000475 | 1262576 | 21015 | Emergency Department | STRYKER CORP | GYNNIE | 1061 | STRETCHERS/ MOBILE/ HOSPITAL | 20120029 |  | 1205036116 | 2017-01-16 | 2018-01-15 | 2012-06-15 | USD | 5545.75 | Active | UNM - Sandoval Regional Medical Center
SRMC 000150 | 1261621 | 15000 | Operating Room | BIODEX MEDICAL SYSTEMS INC | 058-870 | 058-870 | TABLES/ IMAGING | 20120149 |  | 1205402 | 2017-04-26 | 2017-10-15 | 2012-06-15 | USD | 14500 | Active | UNM - Sandoval Regional Medical Center
SRMC 000188 | 1261661 | 15000 | Operating Room | BIODEX MEDICAL SYSTEMS INC | 058-870 | 058-870 | TABLES/ IMAGING | 20120149 |  | 1205401 | 2017-04-26 | 2017-10-15 | 2012-06-15 | USD | 14500 | Active | UNM - Sandoval Regional Medical Center
SRMC 000041 | 1261622 | 12220 | Med/Surg Subacute | STRYKER CORP | SECURE III (3002S3EX) | SECURE III (3002S3EX) | BEDS/ ELECTRIC | 20120029 |  | 120516096 | 2017-02-27 | 2018-03-15 | 2012-06-15 | USD | 5708.11 | Active | UNM - Sandoval Regional Medical Center
SRMC 000017 | 1261620 | 12220 | Med/Surg Subacute | STRYKER CORP | SECURE III (3002S3EX) | SECURE III (3002S3EX) | BEDS/ ELECTRIC | 20120029 |  | 120516071 | 2017-02-27 | 2018-03-15 | 2012-06-15 | USD | 5708.11 | Active | UNM - Sandoval Regional Medical Center
SRMC 000057 | 1261641 | 12220 | Med/Surg Subacute | STRYKER CORP | SECURE III (3002S3EX) | SECURE III (3002S3EX) | BEDS/ ELECTRIC | 20120029 |  | 120516069 | 2017-03-23 | 2018-03-15 | 2012-06-15 | USD | 5708.11 | Active | UNM - Sandoval Regional Medical Center
SRMC 000067 | 1261623 | 12220 | Med/Surg Subacute | STRYKER CORP | SECURE III (3002S3EX) | SECURE III (3002S3EX) | BEDS/ ELECTRIC | 20120029 |  | 120516088 | 2017-03-20 | 2018-03-15 | 2012-06-15 | USD | 5708.11 | Active | UNM - Sandoval Regional Medical Center
SRMC 000073 | 1261624 | 12220 | Med/Surg Subacute | STRYKER CORP | SECURE III (3002S3EX) | SECURE III (3002S3EX) | BEDS/ ELECTRIC | 20120029 |  | 120516089 | 2017-03-23 | 2018-03-15 | 2012-06-15 | USD | 5708.11 | Active | UNM - Sandoval Regional Medical Center
SRMC 000025 | 1261625 | 12220 | Med/Surg Subacute | STRYKER CORP | SECURE III (3002S3EX) | SECURE III (3002S3EX) | BEDS/ ELECTRIC | 20120029 |  | 120516078 | 2017-03-23 | 2018-03-15 | 2012-06-15 | USD | 5708.11 | Active | UNM - Sandoval Regional Medical Center
SRMC 000064 | 1261626 | 12220 | Med/Surg Subacute | STRYKER CORP | SECURE III (3002S3EX) | SECURE III (3002S3EX) | BEDS/ ELECTRIC | 20120029 |  | 120516080 | 2017-03-23 | 2018-03-15 | 2012-06-15 | USD | 5708.11 | Active | UNM - Sandoval Regional Medical Center
CAP6540 | 1261627 | 12220 | Med/Surg Subacute | STRYKER CORP | SECURE III (3002S3EX) | SECURE III (3002S3EX) | BEDS/ ELECTRIC | 20120029 |  | 120516087 | 2017-03-23 | 2018-03-15 | 2012-06-15 | USD | 5708.11 | Active | UNM - Sandoval Regional Medical Center
SRMC 000029 | 1261628 | 12220 | Med/Surg Subacute | STRYKER CORP | SECURE III (3002S3EX) | SECURE III (3002S3EX) | BEDS/ ELECTRIC | 20120029 |  | 120516075 | 2017-03-27 | 2018-03-15 | 2012-06-15 | USD | 5708.11 | Active | UNM - Sandoval Regional Medical Center
SRMC 000103 | 1261629 | 12220 | Med/Surg Subacute | STRYKER CORP | SECURE III (3002S3EX) | SECURE III (3002S3EX) | BEDS/ ELECTRIC | 20120029 |  | 120516081 | 2017-02-27 | 2018-03-15 | 2012-06-15 | USD | 5708.11 | Active | UNM - Sandoval Regional Medical Center
SRMC 000022 | 1261630 | 12220 | Med/Surg Subacute | STRYKER CORP | SECURE III (3002S3EX) | SECURE III (3002S3EX) | BEDS/ ELECTRIC | 20120029 |  | 120516082 | 2017-03-23 | 2018-03-15 | 2012-06-15 | USD | 5708.11 | Active | UNM - Sandoval Regional Medical Center
SRMC 000014 | 1261631 | 12220 | Med/Surg Subacute | STRYKER CORP | SECURE III (3002S3EX) | SECURE III (3002S3EX) | BEDS/ ELECTRIC | 20120029 |  | 120516073 | 2017-02-27 | 2018-03-15 | 2012-06-15 | USD | 5708.11 | Active | UNM - Sandoval Regional Medical Center
SRMC 000046 | 1261632 | 12220 | Med/Surg Subacute | STRYKER CORP | SECURE III (3002S3EX) | SECURE III (3002S3EX) | BEDS/ ELECTRIC | 20120029 |  | 120516067 | 2017-03-23 | 2018-03-15 | 2012-06-15 | USD | 5708.11 | Active | UNM - Sandoval Regional Medical Center
SRMC 000024 | 1261633 | 12220 | Med/Surg Subacute | STRYKER CORP | SECURE III (3002S3EX) | SECURE III (3002S3EX) | BEDS/ ELECTRIC | 20120029 |  | 120516084 | 2017-02-27 | 2018-03-15 | 2012-06-15 | USD | 5708.11 | Active | UNM - Sandoval Regional Medical Center
SRMC 000113 | 1261634 | 12220 | Med/Surg Subacute | STRYKER CORP | SECURE III (3002S3EX) | SECURE III (3002S3EX) | BEDS/ ELECTRIC | 20120029 |  | 120516097 | 2017-02-27 | 2018-03-15 | 2012-06-15 | USD | 5708.11 | Active | UNM - Sandoval Regional Medical Center
SRMC 000059 | 1261635 | 12220 | Med/Surg Subacute | STRYKER CORP | SECURE III (3002S3EX) | SECURE III (3002S3EX) | BEDS/ ELECTRIC | 20120029 |  | 120516070 | 2017-02-27 | 2018-03-15 | 2012-06-15 | USD | 5708.11 | Active | UNM - Sandoval Regional Medical Center
SRMC 000338 | 1261636 | 12220 | Med/Surg Subacute | STRYKER CORP | SECURE III (3002S3EX) | SECURE III (3002S3EX) | BEDS/ ELECTRIC | 20120029 |  | 120516091 | 2017-03-23 | 2018-03-15 | 2012-06-15 | USD | 5708.11 | Active | UNM - Sandoval Regional Medical Center
SRMC 000052 | 1261637 | 12220 | Med/Surg Subacute | STRYKER CORP | SECURE III (3002S3EX) | SECURE III (3002S3EX) | BEDS/ ELECTRIC | 20120029 |  | 120516098 | 2017-03-20 | 2018-03-15 | 2012-06-15 | USD | 5708.11 | Active | UNM - Sandoval Regional Medical Center
SRMC 000061 | 1261638 | 12220 | Med/Surg Subacute | STRYKER CORP | SECURE III (3002S3EX) | SECURE III (3002S3EX) | BEDS/ ELECTRIC | 20120029 |  | 120516076 | 2017-03-23 | 2018-03-15 | 2012-06-15 | USD | 5708.11 | Active | UNM - Sandoval Regional Medical Center
SRMC 000019 | 1261639 | 12220 | Med/Surg Subacute | STRYKER CORP | SECURE III (3002S3EX) | SECURE III (3002S3EX) | BEDS/ ELECTRIC | 20120029 |  | 120516086 | 2017-03-23 | 2018-03-15 | 2012-06-15 | USD | 5708.11 | Active | UNM - Sandoval Regional Medical Center
SRMC 000054 | 1261640 | 12220 | Med/Surg Subacute | STRYKER CORP | SECURE III (3002S3EX) | SECURE III (3002S3EX) | BEDS/ ELECTRIC | 20120029 |  | 120516077 | 2017-03-20 | 2018-03-15 | 2012-06-15 | USD | 5708.11 | Active | UNM - Sandoval Regional Medical Center
SRMC 000803 | 1261642 | 12220 | Med/Surg Subacute | STRYKER CORP | SECURE III (3002S3EX) | SECURE III (3002S3EX) | BEDS/ ELECTRIC | 20120029 |  | 120516059 | 2017-03-06 | 2018-03-15 | 2012-06-15 | USD | 5708.11 | Active | UNM - Sandoval Regional Medical Center
SRMC 000045 | 1261643 | 12220 | Med/Surg Subacute | STRYKER CORP | SECURE III (3002S3EX) | SECURE III (3002S3EX) | BEDS/ ELECTRIC | 20120029 |  | 120516064 | 2017-02-27 | 2018-03-15 | 2012-06-15 | USD | 5708.11 | Active | UNM - Sandoval Regional Medical Center
SRMC 000358 | 1261644 | 12220 | Med/Surg Subacute | STRYKER CORP | SECURE III (3002S3EX) | SECURE III (3002S3EX) | BEDS/ ELECTRIC | 20120029 |  | 120516095 | 2017-03-23 | 2018-03-15 | 2012-06-15 | USD | 5708.11 | Active | UNM - Sandoval Regional Medical Center
SRMC 000012 | 1261645 | 12220 | Med/Surg Subacute | STRYKER CORP | SECURE III (3002S3EX) | SECURE III (3002S3EX) | BEDS/ ELECTRIC | 20120029 |  | 120516092 | 2017-03-30 | 2018-03-15 | 2012-06-15 | USD | 5708.11 | Active | UNM - Sandoval Regional Medical Center
SRMC 000049 | 1261646 | 12220 | Med/Surg Subacute | STRYKER CORP | SECURE III (3002S3EX) | SECURE III (3002S3EX) | BEDS/ ELECTRIC | 20120029 |  | 120516072 | 2017-03-23 | 2018-03-15 | 2012-06-15 | USD | 5708.11 | Active | UNM - Sandoval Regional Medical Center
SRMC 000028 | 1261647 | 12220 | Med/Surg Subacute | STRYKER CORP | SECURE III (3002S3EX) | SECURE III (3002S3EX) | BEDS/ ELECTRIC | 20120029 |  | 120516085 | 2017-02-27 | 2018-03-15 | 2012-06-15 | USD | 5708.11 | Active | UNM - Sandoval Regional Medical Center
SRMC 000068 | 1261648 | 12220 | Med/Surg Subacute | STRYKER CORP | SECURE III (3002S3EX) | SECURE III (3002S3EX) | BEDS/ ELECTRIC | 20120029 |  | 120516061 | 2017-02-27 | 2018-03-15 | 2012-06-15 | USD | 5708.11 | Active | UNM - Sandoval Regional Medical Center
SRMC 000820 | 1263080 | 12220 | Med/Surg Subacute | STRYKER CORP | SECURE III (3002S3EX) | SECURE III (3002S3EX) | BEDS/ ELECTRIC | 20120029 |  | 120516090 | 2017-03-20 | 2018-03-15 | 2012-06-15 | USD | 5708.11 | Active | UNM - Sandoval Regional Medical Center
SRMC 000010 | 1261650 | 12220 | Med/Surg Subacute | STRYKER CORP | SECURE III (3002S3EX) | SECURE III (3002S3EX) | BEDS/ ELECTRIC | 20120029 |  | 120516094 | 2017-03-23 | 2018-03-15 | 2012-06-15 | USD | 5708.11 | Active | UNM - Sandoval Regional Medical Center
SRMC 000070 | 1261651 | 12220 | Med/Surg Subacute | STRYKER CORP | SECURE III (3002S3EX) | SECURE III (3002S3EX) | BEDS/ ELECTRIC | 20120029 |  | 120516079 | 2017-02-27 | 2018-03-15 | 2012-06-15 | USD | 5708.11 | Active | UNM - Sandoval Regional Medical Center
SRMC 000071 | 1261652 | 12220 | Med/Surg Subacute | STRYKER CORP | SECURE III (3002S3EX) | SECURE III (3002S3EX) | BEDS/ ELECTRIC | 20120029 |  | 120516092 | 2017-03-30 | 2018-03-15 | 2012-06-15 | USD | 5708.3 | Active | UNM - Sandoval Regional Medical Center
SRMC 000051 | 1261653 | 12220 | Med/Surg Subacute | STRYKER CORP | SECURE III (3002S3EX) | SECURE III (3002S3EX) | BEDS/ ELECTRIC | 20120029 |  | 120516083 | 2017-02-27 | 2018-03-15 | 2012-06-15 | USD | 5708.11 | Active | UNM - Sandoval Regional Medical Center
SRMC 000074 | 1261654 | 12220 | Med/Surg Subacute | STRYKER CORP | SECURE III (3002S3EX) | SECURE III (3002S3EX) | BEDS/ ELECTRIC | 20120029 |  | 120516093 | 2017-03-23 | 2018-03-15 | 2012-06-15 | USD | 5708.11 | Active | UNM - Sandoval Regional Medical Center
SRMC 000013 | 1261655 | 12220 | Med/Surg Subacute | STRYKER CORP | SECURE III (3002S3EX) | SECURE III (3002S3EX) | BEDS/ ELECTRIC | 20120029 |  | 120516065 | 2017-03-06 | 2018-03-15 | 2012-06-15 | USD | 5708.11 | Active | UNM - Sandoval Regional Medical Center
SRMC 000015 | 1261656 | 12220 | Med/Surg Subacute | STRYKER CORP | SECURE III (3002S3EX) | SECURE III (3002S3EX) | BEDS/ ELECTRIC | 20120029 |  | 120516068 | 2017-03-23 | 2018-03-15 | 2012-06-15 | USD | 5708.11 | Active | UNM - Sandoval Regional Medical Center
SRMC 000069 | 1261657 | 12220 | Med/Surg Subacute | STRYKER CORP | SECURE III (3002S3EX) | SECURE III (3002S3EX) | BEDS/ ELECTRIC | 20120029 |  | 120516063 | 2017-02-27 | 2018-03-15 | 2012-06-15 | USD | 5708.11 | Active | UNM - Sandoval Regional Medical Center
SRMC 000027 | 1261658 | 12220 | Med/Surg Subacute | STRYKER CORP | SECURE III (3002S3EX) | SECURE III (3002S3EX) | BEDS/ ELECTRIC | 20120029 |  | 120516066 | 2017-03-07 | 2018-03-15 | 2012-06-15 | USD | 5708.11 | Active | UNM - Sandoval Regional Medical Center
SRMC 000075 | 1261659 | 12220 | Med/Surg Subacute | STRYKER CORP | SECURE III (3002S3EX) | SECURE III (3002S3EX) | BEDS/ ELECTRIC | 20120029 |  | 120516060 | 2017-03-06 | 2018-03-15 | 2012-06-15 | USD | 5708.11 | Active | UNM - Sandoval Regional Medical Center
SRMC 000011 | 1261660 | 12220 | Med/Surg Subacute | STRYKER CORP | SECURE III (3002S3EX) | SECURE III (3002S3EX) | BEDS/ ELECTRIC | 20120029 |  | 120516074 | 2017-03-06 | 2018-03-15 | 2012-06-15 | USD | 5708.11 | Active | UNM - Sandoval Regional Medical Center
SRMC 001036 | 1261616 | 12120 | Medical/Cardiac ICU | STERIS CORP | DJ060124331 | DJ060124331 | WARMING UNITS/ BLANKET | 20110001 |  | 0433411042 | 2017-05-12 | 2018-05-15 | 2012-06-15 | USD | 6943.74 | Active | UNM - Sandoval Regional Medical Center
SMRC 000751 | 1261617 | 34000 | Medical Specialties | STERIS CORP | DJ060124331 | DJ060124331 | WARMING UNITS/ BLANKET | 20110001 |  | 0434811013 | 2016-09-15 | 2017-09-15 | 2012-06-15 | USD | 4294.19 | Active | UNM - Sandoval Regional Medical Center
SRMC 000740 | 1261618 | 15000 | Operating Room | STERIS CORP | DJ060124331 | DJ060124331 | WARMING UNITS/ BLANKET | 20110001 |  | 0434811014 | 2017-02-06 | 2018-02-15 | 2012-06-15 | USD | 4294.19 | Active | UNM - Sandoval Regional Medical Center
SRMC 000603 | 1261604 | 21015 | Emergency Department | STERIS CORP | HARMONY LED | HARMONY LED | LIGHTS/ SURGICAL | 20110001 |  | S00409 | 2017-01-20 | 2018-01-15 | 2012-06-15 | USD | 3894.32 | Active | UNM - Sandoval Regional Medical Center
SRMC 000602 | 1261602 | 21015 | Emergency Department | STERIS CORP | HARMONY LED | HARMONY LED | LIGHTS/ SURGICAL | 20110001 |  | S00411 | 2017-01-18 | 2018-01-15 | 2012-06-15 | USD | 3894.32 | Active | UNM - Sandoval Regional Medical Center
SRMC 000625 | 1261603 | 21015 | Emergency Department | STERIS CORP | HARMONY LED | HARMONY LED | LIGHTS/ SURGICAL | 20110001 |  | S00412 | 2017-01-23 | 2018-01-15 | 2012-06-15 | USD | 3894.32 | Active | UNM - Sandoval Regional Medical Center
SRMC 000626 | 1261605 | 21015 | Emergency Department | STERIS CORP | HARMONY LED | HARMONY LED | LIGHTS/ SURGICAL | 20110001 |  | S00413 | 2017-01-19 | 2018-01-15 | 2012-06-15 | USD | 3894.32 | Active | UNM - Sandoval Regional Medical Center
SRMC 000601 | 1261606 | 21015 | Emergency Department | STERIS CORP | HARMONY LED | HARMONY LED | LIGHTS/ SURGICAL | 20110001 |  | S00403 | 2017-01-19 | 2018-01-15 | 2012-06-15 | USD | 3894.32 | Active | UNM - Sandoval Regional Medical Center
SRMC 000613 | 1261607 | 21015 | Emergency Department | STERIS CORP | HARMONY LED | HARMONY LED | LIGHTS/ SURGICAL | 20110001 |  | S00457 | 2017-01-16 | 2018-01-15 | 2012-06-15 | USD | 3894.32 | Active | UNM - Sandoval Regional Medical Center
SRMC 000622 | 1261608 | 21015 | Emergency Department | STERIS CORP | HARMONY LED | HARMONY LED | LIGHTS/ SURGICAL | 20110001 |  | S004114 | 2017-01-16 | 2018-01-15 | 2012-06-15 | USD | 3894.32 | Active | UNM - Sandoval Regional Medical Center
SRMC 000608 | 1261609 | 21015 | Emergency Department | STERIS CORP | HARMONY LED | HARMONY LED | LIGHTS/ SURGICAL | 20110001 |  | S00410 | 2017-01-18 | 2018-01-15 | 2012-06-15 | USD | 3894.32 | Active | UNM - Sandoval Regional Medical Center
SRMC 000340 | 1261614 | 21015 | Emergency Department | BARTON MEDICAL | READY TRACK (RTB-1015-70-C) | READY TRACK (RTB-1015-70-C) | LIFTS/ PATIENT TRANSFER | 20120002 |  | 0112-0003 | 2017-01-16 | 2018-01-15 | 2012-06-15 | USD | 22787.86 | Active | UNM - Sandoval Regional Medical Center
SRMC 000058 | 1261673 | 12220 | Med/Surg Subacute | BARTON MEDICAL | READY TRACK (RTB-1015-70-C) | READY TRACK (RTB-1015-70-C) | LIFTS/ PATIENT TRANSFER | 20120002 |  | 0112-0002 | 2017-03-23 | 2018-03-15 | 2012-06-15 | USD | 22787.92 | Active | UNM - Sandoval Regional Medical Center
SRMC 000060 | 1261957 | 12220 | Med/Surg Subacute | BARTON MEDICAL | READY TRACK (RTB-1015-70-C) | READY TRACK (RTB-1015-70-C) | LIFTS/ PATIENT TRANSFER | 20120002 |  | 0112-0001 | 2017-03-22 | 2018-03-15 | 2012-06-15 | USD | 22787.92 | Active | UNM - Sandoval Regional Medical Center
SRMC 000343 | 1261615 | 21015 | Emergency Department | BARTON MEDICAL | READY TRACK (RTB-1015-70-C) | READY TRACK (RTB-1015-70-C) | LIFTS/ PATIENT TRANSFER | 20120002 |  | 0112-0006 | 2017-01-18 | 2018-01-15 | 2012-06-15 | USD | 22787.85 | Active | UNM - Sandoval Regional Medical Center
SRMC 000020 | 1261958 | 12220 | Med/Surg Subacute | BARTON MEDICAL | READY TRACK (RTB-1015-70-C) | READY TRACK (RTB-1015-70-C) | LIFTS/ PATIENT TRANSFER | 20120002 |  | 0112-0007 | 2017-03-06 | 2018-03-15 | 2012-06-15 | USD | 22787.92 | Active | UNM - Sandoval Regional Medical Center
SRMC 000021 | 1261959 | 12220 | Med/Surg Subacute | BARTON MEDICAL | READY TRACK (RTB-1015-70-C) | READY TRACK (RTB-1015-70-C) | LIFTS/ PATIENT TRANSFER | 20120002 |  | 0112-0008 | 2017-03-06 | 2018-03-15 | 2012-06-15 | USD | 22787.92 | Active | UNM - Sandoval Regional Medical Center
5485 | 1231034 | 12220 | Med/Surg Subacute | HILL-ROM INC | 767 | 767 | OPHTHALMOSCOPE/OTOSCOPES |  |  | N/A | 2012-09-13 | 2012-07-15 | 2012-06-15 | USD |  | Active | UNM - Sandoval Regional Medical Center
CAP9674 | 1262740 | 12220 | Med/Surg Subacute | STRYKER CORP | SECURE III | 3005S3EX | BEDS/ ELECTRIC | 414300-0-CAP |  | 150616282 | 2017-03-07 | 2018-03-15 | 2012-06-15 | USD | 11120.84 | Active | UNM - Sandoval Regional Medical Center
SRMC 000500 | 1261548 | 15000 | Operating Room | STERIS CORP | 4085 | 4085 | TABLES/ OPERATING | 20110001 |  | 0410112033 | 2017-06-13 | 2017-12-15 | 2012-06-12 | USD | 34638.84 | Active | UNM - Sandoval Regional Medical Center
CAP9318 | 1261562 | 15000 | Operating Room | STERIS CORP | 5085 | 5085 | TABLES/ OPERATING |  |  | 0411012001 | 2017-06-13 | 2017-12-15 | 2012-06-12 | USD |  | Active | UNM - Sandoval Regional Medical Center
SRMC 000499 | 1261575 | 15000 | Operating Room | STERIS CORP | 4085 | 4085 | TABLES/ OPERATING | 20110001 |  | 0430511019 | 2017-06-13 | 2017-12-15 | 2012-06-12 | USD | 34638.84 | Active | UNM - Sandoval Regional Medical Center
CAP9352 | 1261567 | 15000 | Operating Room | STERIS CORP | 4085 | 4085 | TABLES/ OPERATING |  |  | 0430511018 | 2017-06-13 | 2017-12-15 | 2012-06-12 | USD |  | Active | UNM - Sandoval Regional Medical Center
SRMC 001021 | 1261572 | 15000 | Operating Room | STERIS CORP | 4085 | 4085 | TABLES/ OPERATING | 20110001 |  | 0431211022 | 2017-06-14 | 2017-12-15 | 2012-06-12 | USD | 34638.84 | Active | UNM - Sandoval Regional Medical Center
SRMC 001048 | 1261580 | 15000 | Operating Room | STERIS CORP | 4085 | 4085 | TABLES/ OPERATING | 20110001 |  | 0430511020 | 2017-06-13 | 2017-12-15 | 2012-06-12 | USD | 34638.83 | Active | UNM - Sandoval Regional Medical Center
SRMC 000138 | 1261544 | 15000 | Operating Room | LEICA MICROSYSTEMS INC | F40 | F40 | MICROSCOPES/ LIGHT/ OPERATING |  |  | 070412001 | 2017-02-06 | 2018-02-15 | 2012-06-12 | USD |  | Active | UNM - Sandoval Regional Medical Center
SRMC 000208 | 1261543 | 15010 | Sterile Processing | STERIS CORP | V-116 | CENTURY (V-116) | STERILIZING UNITS/ STEAM | 20110002 |  | 032641106 | 2017-07-11 | 2018-01-15 | 2012-06-12 | USD | 35773.11 | Active | UNM - Sandoval Regional Medical Center
SRMC 000209 | 1261574 | 15010 | Sterile Processing | STERIS CORP | V-116 | CENTURY (V-116) | STERILIZING UNITS/ STEAM | 20110002 |  | 033531119 | 2017-07-11 | 2018-01-15 | 2012-06-12 | USD | 35773.11 | Active | UNM - Sandoval Regional Medical Center
SMRC 000692 | 1261545 | 15000 | Operating Room | STERIS CORP | HARMONY DUAL LED 585 | HARMONY DUAL LED 585 | LIGHTS/ SURGICAL |  |  | 0410312021 | 2017-02-14 | 2018-02-15 | 2012-06-12 | USD |  | Active | UNM - Sandoval Regional Medical Center
SMRC 000691 | 1261546 | 15000 | Operating Room | STERIS CORP | HARMONY DUAL LED 585 | HARMONY DUAL LED 585 | LIGHTS/ SURGICAL |  |  | 0410312024 | 2017-02-19 | 2018-02-15 | 2012-06-12 | USD |  | Active | UNM - Sandoval Regional Medical Center
SMRC 000675 | 1261558 | 15000 | Operating Room | STERIS CORP | HARMONY DUAL LED 585 | HARMONY DUAL LED 585 | LIGHTS/ SURGICAL |  |  | 0428311146 | 2017-02-19 | 2018-02-15 | 2012-06-12 | USD |  | Active | UNM - Sandoval Regional Medical Center
SMRC 000676 | 1261559 | 15000 | Operating Room | STERIS CORP | HARMONY DUAL LED 585 | HARMONY DUAL LED 585 | LIGHTS/ SURGICAL |  |  | 0428311140 | 2017-02-19 | 2018-02-15 | 2012-06-12 | USD |  | Active | UNM - Sandoval Regional Medical Center
CAP9521 | 1261502 | 12120 | Medical/Cardiac ICU | STERIS CORP | HARMONY LED 385 | HARMONY LED 385 | LIGHTS/ EXAMINATION/ CEILING-MOUNTED |  |  | S00468 | 2016-05-04 | 2017-05-15 | 2012-06-12 | USD |  | Active | UNM - Sandoval Regional Medical Center
SMRC 000680 | 1261568 | 15000 | Operating Room | STERIS CORP | HARMONY DUAL LED 585 | HARMONY DUAL LED 585 | LIGHTS/ SURGICAL |  |  | 0410312023 | 2017-02-19 | 2018-02-15 | 2012-06-12 | USD |  | Active | UNM - Sandoval Regional Medical Center
SMRC 000681 | 1261569 | 15000 | Operating Room | STERIS CORP | HARMONY DUAL LED 585 | HARMONY DUAL LED 585 | LIGHTS/ SURGICAL |  |  | 0410312022 | 2017-02-19 | 2018-02-15 | 2012-06-12 | USD |  | Active | UNM - Sandoval Regional Medical Center
SMRC 000684 | 1261573 | 15000 | Operating Room | STERIS CORP | HARMONY DUAL LED 585 | HARMONY DUAL LED 585 | LIGHTS/ SURGICAL |  |  | 0433511023 | 2017-02-19 | 2018-02-15 | 2012-06-12 | USD |  | Active | UNM - Sandoval Regional Medical Center
SMRC 000685 | 1261583 | 15000 | Operating Room | STERIS CORP | HARMONY DUAL LED 585 | HARMONY DUAL LED 585 | LIGHTS/ SURGICAL |  |  | 0434411100 | 2017-02-19 | 2018-02-15 | 2012-06-12 | USD |  | Active | UNM - Sandoval Regional Medical Center
SMRC 000689 | 1261579 | 15000 | Operating Room | STERIS CORP | HARMONY DUAL LED 585 | HARMONY DUAL LED 585 | LIGHTS/ SURGICAL |  |  | 0427911028 | 2017-02-14 | 2018-02-15 | 2012-06-12 | USD |  | Active | UNM - Sandoval Regional Medical Center
SMRC 000688 | 1261578 | 15000 | Operating Room | STERIS CORP | HARMONY DUAL LED 585 | HARMONY DUAL LED 585 | LIGHTS/ SURGICAL |  |  | 0434611015 | 2017-02-14 | 2018-02-15 | 2012-06-12 | USD |  | Active | UNM - Sandoval Regional Medical Center
CAP9646 | 1261520 | 12120 | Medical/Cardiac ICU | STERIS CORP | HARMONY LED 385 | HARMONY LED 385 | LIGHTS/ EXAMINATION/ CEILING-MOUNTED |  |  | S00462 | 2016-05-04 | 2017-05-15 | 2012-06-12 | USD |  | Active | UNM - Sandoval Regional Medical Center
CAP9642 | 1261504 | 12120 | Medical/Cardiac ICU | STERIS CORP | HARMONY LED 385 | HARMONY LED 385 | LIGHTS/ EXAMINATION/ CEILING-MOUNTED |  |  | S00467 | 2016-05-04 | 2017-05-15 | 2012-06-12 | USD |  | Active | UNM - Sandoval Regional Medical Center
CAP9522 | 1261506 | 12120 | Medical/Cardiac ICU | STERIS CORP | HARMONY LED 385 | HARMONY LED 385 | LIGHTS/ EXAMINATION/ CEILING-MOUNTED |  |  | S00458 | 2016-05-04 | 2017-05-15 | 2012-06-12 | USD |  | Active | UNM - Sandoval Regional Medical Center
CAP9523 | 1261508 | 12120 | Medical/Cardiac ICU | STERIS CORP | HARMONY LED 385 | HARMONY LED 385 | LIGHTS/ EXAMINATION/ CEILING-MOUNTED |  |  | S00466 | 2016-05-04 | 2017-05-15 | 2012-06-12 | USD |  | Active | UNM - Sandoval Regional Medical Center
CAP9647 | 1261510 | 12120 | Medical/Cardiac ICU | STERIS CORP | HARMONY LED 385 | HARMONY LED 385 | LIGHTS/ EXAMINATION/ CEILING-MOUNTED |  |  | S00464 | 2016-05-05 | 2017-05-15 | 2012-06-12 | USD |  | Active | UNM - Sandoval Regional Medical Center
CAP9643 | 1261512 | 12120 | Medical/Cardiac ICU | STERIS CORP | HARMONY LED 385 | HARMONY LED 385 | LIGHTS/ EXAMINATION/ CEILING-MOUNTED |  |  | S00460 | 2016-05-11 | 2017-05-15 | 2012-06-12 | USD |  | Active | UNM - Sandoval Regional Medical Center
CAP9638 | 1261514 | 12120 | Medical/Cardiac ICU | STERIS CORP | HARMONY LED 385 | HARMONY LED 385 | LIGHTS/ EXAMINATION/ CEILING-MOUNTED |  |  | S00459 | 2016-05-10 | 2017-05-15 | 2012-06-12 | USD |  | Active | UNM - Sandoval Regional Medical Center
CAP7409 | 1261552 | 15000 | Operating Room | STERIS CORP | HARMONY EMS ( DF 80) | DF 80 | EQUIPMENT BOOM ARMS | 20110001 |  | 0403712007 | 2012-06-12 | 2012-06-15 | 2012-06-12 | USD | 46100 | Active | UNM - Sandoval Regional Medical Center
CAP7403 | 1261584 | 34520 | Ortho/Surgery Clinic | STERIS CORP | HARMONY EMS ( DF 80) | DF 80 | EQUIPMENT BOOM ARMS | 20110001 |  | 0403712006 | 2012-06-12 | 2012-06-15 | 2012-06-12 | USD | 46100 | Active | UNM - Sandoval Regional Medical Center
CAP9639 | 1261516 | 12120 | Medical/Cardiac ICU | STERIS CORP | HARMONY LED 385 | HARMONY LED 385 | LIGHTS/ EXAMINATION/ CEILING-MOUNTED |  |  | S00591 | 2016-05-05 | 2017-05-15 | 2012-06-12 | USD |  | Active | UNM - Sandoval Regional Medical Center
CAP7399 | 1261586 | 34520 | Ortho/Surgery Clinic | STERIS CORP | HARMONY EMS ( DF 80) | DF 80 | EQUIPMENT BOOM ARMS | 20110001 |  | 0403712008 | 2012-06-12 | 2012-06-15 | 2012-06-12 | USD | 46100 | Active | UNM - Sandoval Regional Medical Center
CAP9644 | 1261518 | 12120 | Medical/Cardiac ICU | STERIS CORP | HARMONY LED 385 | HARMONY LED 385 | LIGHTS/ EXAMINATION/ CEILING-MOUNTED |  |  | S00463 | 2016-05-06 | 2017-05-15 | 2012-06-12 | USD |  | Active | UNM - Sandoval Regional Medical Center
CAP9645 | 1261522 | 12120 | Medical/Cardiac ICU | STERIS CORP | HARMONY LED 385 | HARMONY LED 385 | LIGHTS/ EXAMINATION/ CEILING-MOUNTED |  |  | S00465 | 2016-05-03 | 2017-05-15 | 2012-06-12 | USD |  | Active | UNM - Sandoval Regional Medical Center
SRMC 000156 | 1261550 | 15010 | Sterile Processing | STERIS CORP | RELIANCE EPS | RELIANCE EPS | WASHERS/ FLEXIBLE ENDOSCOPE | 20110002 |  | 3632711001 | 2017-05-30 | 2018-02-15 | 2012-06-12 | USD | 31268.56 | Active | UNM - Sandoval Regional Medical Center
CAP9640 | 1261524 | 12120 | Medical/Cardiac ICU | STERIS CORP | HARMONY LED 385 | HARMONY LED 385 | LIGHTS/ EXAMINATION/ CEILING-MOUNTED |  |  | S00461 | 2016-05-12 | 2017-05-15 | 2012-06-12 | USD |  | Active | UNM - Sandoval Regional Medical Center
CAP7409 | 1261551 | 15000 | Operating Room | STERIS CORP | HARMONY DUAL LED 585 | HARMONY DUAL LED 585 | LIGHTS/ SURGICAL |  |  | 0434411098 | 2016-10-01 | 2017-10-15 | 2012-06-12 | USD |  | Active | UNM - Sandoval Regional Medical Center
ACN001512 | 1261553 | 15000 | Operating Room | STERIS CORP | HARMONY DUAL LED 585 | HARMONY DUAL LED 585 | LIGHTS/ SURGICAL |  |  | 0433611090 | 2016-10-01 | 2017-10-15 | 2012-06-12 | USD |  | Active | UNM - Sandoval Regional Medical Center
CAP7399 | 1261585 | 15000 | Operating Room | STERIS CORP | HARMONY DUAL LED 585 | HARMONY DUAL LED 585 | LIGHTS/ SURGICAL |  |  | 0434411098 | 2016-10-02 | 2017-10-15 | 2012-06-12 | USD |  | Active | UNM - Sandoval Regional Medical Center
SRMC 000130 | 1261542 | 74070 | Lab - Blood Bank | HELMER LABS INC | I SERIES (IB120) | I SERIES (IB120) | REFRIGERATORS/ BLOOD BANK | 20120042 |  | 2000212 | 2017-04-26 | 2018-04-15 | 2012-06-12 | USD | 7915.33 | Active | UNM - Sandoval Regional Medical Center
| 1262049 | 2105 | TriCore (Ref lab) | WINCO INC | 588 | 588 | CHAIRS/ BLOOD DRAWING |  |  | 588B-100211 | 2012-09-26 | 2012-06-15 | 2012-06-12 | USD |  | Active | UNM - Sandoval Regional Medical Center
| 1262050 | 2105 | TriCore (Ref lab) | WINCO INC | 588 | 588 | CHAIRS/ BLOOD DRAWING |  |  | 588B-100213 | 2012-09-15 | 2012-06-15 | 2012-06-12 | USD |  | Active | UNM - Sandoval Regional Medical Center
| 1262051 | 2105 | TriCore (Ref lab) | WINCO INC | 588 | 588 | CHAIRS/ BLOOD DRAWING |  |  | 588B-100212 | 2012-09-15 | 2012-06-15 | 2012-06-12 | USD |  | Active | UNM - Sandoval Regional Medical Center
SRMC 000137 | 1262267 | 15000 | Operating Room | COVIDIEN | FORCE ARGON II | FORCE ARGON II | ELECTROSURGICAL UNIT/ MONO/ BI-POLAR/ ARGON-ENHANCED | 20122041 |  | G2B2655UX | 2017-06-14 | 2017-12-15 | 2012-06-12 | USD | 10961.4 | Active | UNM - Sandoval Regional Medical Center
CAP6396 | 1261501 | 12120 | Medical/Cardiac ICU | STERIS CORP | HARMONY EMS ( DF 40) | HARMONY EMS ( DF 40) | EQUIPMENT BOOM ARMS |  |  | 0406212015 | 2012-06-11 | 2012-06-15 | 2012-06-11 | USD |  | Active | UNM - Sandoval Regional Medical Center
CAP7572 | 1261503 | 12120 | Medical/Cardiac ICU | STERIS CORP | HARMONY EMS ( DF 40) | HARMONY EMS ( DF 40) | EQUIPMENT BOOM ARMS |  |  | 0406212014 | 2012-06-11 | 2012-06-15 | 2012-06-11 | USD |  | Active | UNM - Sandoval Regional Medical Center
5024 | 1261505 | 12120 | Medical/Cardiac ICU | STERIS CORP | HARMONY EMS ( DF 40) | HARMONY EMS ( DF 40) | EQUIPMENT BOOM ARMS |  |  | 0406212017 | 2012-06-11 | 2012-06-15 | 2012-06-11 | USD |  | Active | UNM - Sandoval Regional Medical Center
5026 | 1261507 | 12120 | Medical/Cardiac ICU | STERIS CORP | HARMONY EMS ( DF 40) | HARMONY EMS ( DF 40) | EQUIPMENT BOOM ARMS |  |  | 0406212018 | 2012-06-24 | 2012-06-15 | 2012-06-11 | USD |  | Active | UNM - Sandoval Regional Medical Center
CAP7260 | 1261509 | 12120 | Medical/Cardiac ICU | STERIS CORP | HARMONY EMS ( DF 40) | HARMONY EMS ( DF 40) | EQUIPMENT BOOM ARMS |  |  | 0406212013 | 2012-06-11 | 2012-06-15 | 2012-06-11 | USD |  | Active | UNM - Sandoval Regional Medical Center
CAP6448 | 1261511 | 12120 | Medical/Cardiac ICU | STERIS CORP | HARMONY EMS ( DF 40) | HARMONY EMS ( DF 40) | EQUIPMENT BOOM ARMS |  |  | 0406112013 | 2012-06-24 | 2012-06-15 | 2012-06-11 | USD |  | Active | UNM - Sandoval Regional Medical Center
CAP6412 | 1261513 | 12120 | Medical/Cardiac ICU | STERIS CORP | HARMONY EMS ( DF 40) | HARMONY EMS ( DF 40) | EQUIPMENT BOOM ARMS |  |  | 0406212011 | 2012-06-11 | 2012-06-15 | 2012-06-11 | USD |  | Active | UNM - Sandoval Regional Medical Center
CAP6453 | 1261515 | 12120 | Medical/Cardiac ICU | STERIS CORP | HARMONY EMS ( DF 40) | HARMONY EMS ( DF 40) | EQUIPMENT BOOM ARMS |  |  | 0406112012 | 2012-06-11 | 2012-06-15 | 2012-06-11 | USD |  | Active | UNM - Sandoval Regional Medical Center
CAP6429 | 1261517 | 12120 | Medical/Cardiac ICU | STERIS CORP | HARMONY EMS ( DF 40) | HARMONY EMS ( DF 40) | EQUIPMENT BOOM ARMS |  |  | 0406112014 | 2012-06-11 | 2012-06-15 | 2012-06-11 | USD |  | Active | UNM - Sandoval Regional Medical Center
CAP7433 | 1261519 | 12120 | Medical/Cardiac ICU | STERIS CORP | HARMONY EMS ( DF 40) | HARMONY EMS ( DF 40) | EQUIPMENT BOOM ARMS |  |  | 0406112012 | 2012-06-11 | 2012-06-15 | 2012-06-11 | USD |  | Active | UNM - Sandoval Regional Medical Center
CAP7230 | 1261521 | 12120 | Medical/Cardiac ICU | STERIS CORP | HARMONY EMS ( DF 40) | HARMONY EMS ( DF 40) | EQUIPMENT BOOM ARMS |  |  | 0406112011 | 2012-06-11 | 2012-06-15 | 2012-06-11 | USD |  | Active | UNM - Sandoval Regional Medical Center
CAP6430 | 1261523 | 12120 | Medical/Cardiac ICU | STERIS CORP | HARMONY EMS ( DF 40) | HARMONY EMS ( DF 40) | EQUIPMENT BOOM ARMS |  |  | 0406212016 | 2012-06-11 | 2012-06-15 | 2012-06-11 | USD |  | Active | UNM - Sandoval Regional Medical Center
SRMC 000104 | 56124689 | 75000 | Radiology - General | PHILIPS HEALTHCARE | MobileDiagnost wDR | 712001 | RADIOGRAPHIC UNITS/ MOBILE | 20110041 |  | 503141/SN12000038 | 2012-09-23 | 2012-08-15 | 2012-06-11 | USD | 170000 | Active | UNM - Sandoval Regional Medical Center
SRMC 000258 | 1262497 | 75055 | Radiology - Mammography | HOLOGIC INC | SELENIA | 531518 | RADIOGRAPHIC SYSTEMS/ DIGITAL/ MAMMOGRAPHIC |  |  | 81003121398 | 2012-09-21 | 2012-09-15 | 2012-06-01 | USD |  | Active | UNM - Sandoval Regional Medical Center
SRMC 000151 | 54677452 | 75025 | Radiology - Interventional Rad | PHILIPS HEALTHCARE | VERADIUS MOBILE C-ARM WITH FD | 718130 | RADIOGRAPHIC/FLUOROSCOPIC UNITS/ MOBILE | 20110010 |  | 00482 | 2012-09-23 | 2012-07-15 | 2012-06-01 | USD | 180000 | Active | UNM - Sandoval Regional Medical Center
SRMC 000187 | 54677450 | 75025 | Radiology - Interventional Rad | PHILIPS HEALTHCARE | VERADIUS MOBILE C-ARM WITH FD | 718130 | RADIOGRAPHIC/FLUOROSCOPIC UNITS/ MOBILE | 20110010 |  | 00483 | 2012-09-23 | 2012-07-15 | 2012-06-01 | USD | 180000 | Active | UNM - Sandoval Regional Medical Center
| 54677451 | 75025 | Radiology - Interventional Rad | PHILIPS HEALTHCARE | VERADIUS MOBILE C-ARM WITH FD | 718130 | RADIOGRAPHIC/FLUOROSCOPIC UNITS/ MOBILE |  |  | 00484 | 2012-09-23 | 2012-07-15 | 2012-06-01 | USD |  | Active | UNM - Sandoval Regional Medical Center
| 1262240 | 75000 | Radiology - General | PHILIPS HEALTHCARE | PCR ELEVA S PLUS | 732050 | DIGITAL IMAGING SYSTEMS/ COMPUTED RADIOGRAPHY |  |  | 16726697 | 2012-09-26 | 2012-09-15 | 2012-06-01 | USD |  | Active | UNM - Sandoval Regional Medical Center
| 1262241 | 75000 | Radiology - General | PERKINS HEALTHCARE TECHNOLOGY | MD SCALER | MD SCALER | PICTURE ARCHIVING AND COMMUNICATION SYSTEMS (PACS) |  |  | 000285 | 2012-09-26 | 2012-09-15 | 2012-06-01 | USD |  | Active | UNM - Sandoval Regional Medical Center
SRMC 000656 | 56111300 | 75040 | Radiology - MRI | PHILIPS HEALTHCARE | EXPRESSION | 865214 | MONITORS/ TELEMETRIC/ PHYSIOLOGIC |  |  | US13302974 | 2017-01-24 | 2018-01-15 | 2012-06-01 | USD |  | Active | UNM - Sandoval Regional Medical Center
SRMC 000656 | 1262243 | 75040 | Radiology - MRI | PHILIPS HEALTHCARE | EXPRESSION | 865214 | MONITORS/ TELEMETRIC/ PHYSIOLOGIC |  |  | US13302974 | 2017-01-24 | 2018-01-15 | 2012-06-01 | USD |  | Active | UNM - Sandoval Regional Medical Center
SRMC 000515 | 54728113 | 75040 | Radiology - MRI | PHILIPS HEALTHCARE | INGENIA 3.0T | 781377 | SCANNER/MAGNETIC RESONANCE IMAGING/FULLBODY121 | 20110014 |  | 42101 | 2012-09-21 | 2012-09-15 | 2012-06-01 | USD | 2226088.67 | Active | UNM - Sandoval Regional Medical Center
SRMC 000518 | 1262048 | 75050 | Radiology - Ultrasound | MEDICAL POSITIONING INC | ECHOBED | ECHOBED | TABLES/ EXAMINATION/TREATMENT | 20120246 |  | 803025 | 2012-08-21 | 2012-08-15 | 2012-06-01 | USD | 9138 | Active | UNM - Sandoval Regional Medical Center
| 1262238 | 75010 | Radiology - CT Scan | BAYER CORP | STELLANT D / DX DUAL | 531398 | INJECTORS/ CONTRAST MEDIA |  |  | 301422643800 | 2012-09-28 | 2012-09-15 | 2012-06-01 | USD |  | Active | UNM - Sandoval Regional Medical Center
| 1262239 | 75010 | Radiology - CT Scan | BAYER CORP | STELLANT D / DX DUAL | 531398 | INJECTORS/ CONTRAST MEDIA |  |  | 301422643958 | 2012-10-11 | 2012-10-15 | 2012-06-01 | USD |  | Active | UNM - Sandoval Regional Medical Center
SRMC 000328 | 1262047 | 34025 | Cardiology Clinic | MEDICAL POSITIONING INC | ECHOBED | ECHOBED | TABLES/ EXAMINATION/TREATMENT | 20120246 |  | 803026 | 2012-09-15 | 2012-09-15 | 2012-06-01 | USD | 9138 | Active | UNM - Sandoval Regional Medical Center
5006 | 1261527 | 2105 | TriCore (Ref lab) | KEWAUNEE SCIENTIFIC CORP | STURDY LITE TWO CABINET | 43672 | CABINETS |  |  | N/A | 2012-08-21 | 2012-07-15 | 2012-06-01 | USD |  | Active | UNM - Sandoval Regional Medical Center
5007 | 1261528 | 2105 | TriCore (Ref lab) | KEWAUNEE SCIENTIFIC CORP | STURDY LITE TWO CABINET | 43672 | CABINETS |  |  | N/A | 2012-08-21 | 2012-07-15 | 2012-06-01 | USD |  | Active | UNM - Sandoval Regional Medical Center
5014 | 1261529 | 2105 | TriCore (Ref lab) | KEWAUNEE SCIENTIFIC CORP | STURDY LITE TWO CABINET | 43672 | CABINETS |  |  | N/A | 2012-08-21 | 2012-07-15 | 2012-06-01 | USD |  | Active | UNM - Sandoval Regional Medical Center
5015 | 1261530 | 2105 | TriCore (Ref lab) | KEWAUNEE SCIENTIFIC CORP | STURDY LITE TWO CABINET | 43672 | CABINETS |  |  | N/A | 2012-09-18 | 2012-07-15 | 2012-06-01 | USD |  | Active | UNM - Sandoval Regional Medical Center
5005 | 1261525 | 2105 | TriCore (Ref lab) | KEWAUNEE SCIENTIFIC CORP | STURDY LITE TWO CABINET | 43672 | CABINETS |  |  | N/A | 2012-09-18 | 2012-07-15 | 2012-06-01 | USD |  | Active | UNM - Sandoval Regional Medical Center
5002 | 1261526 | 2105 | TriCore (Ref lab) | KEWAUNEE SCIENTIFIC CORP | STURDY LITE ONE CABINET(43648) | 43648 | CABINETS |  |  | N/A | 2012-08-21 | 2012-07-15 | 2012-06-01 | USD |  | Active | UNM - Sandoval Regional Medical Center
5010 | 1261533 | 2105 | TriCore (Ref lab) | KEWAUNEE SCIENTIFIC CORP | STURDY LITE ONE CABINET(43660) | 43660 | CABINETS |  |  | N/A | 2012-08-21 | 2012-07-15 | 2012-06-01 | USD |  | Active | UNM - Sandoval Regional Medical Center
5004 | 1261537 | 2105 | TriCore (Ref lab) | KEWAUNEE SCIENTIFIC CORP | STURDY LITE ONE CABINET(43648) | 43648 | CABINETS |  |  | N/A | 2012-08-21 | 2012-07-15 | 2012-06-01 | USD |  | Active | UNM - Sandoval Regional Medical Center
5003 | 1261538 | 2105 | TriCore (Ref lab) | KEWAUNEE SCIENTIFIC CORP | STURDY LITE ONE CABINET(43648) | 43648 | CABINETS |  |  | N/A | 2012-08-21 | 2012-07-15 | 2012-06-01 | USD |  | Active | UNM - Sandoval Regional Medical Center
5008 | 1261531 | 2105 | TriCore (Ref lab) | KEWAUNEE SCIENTIFIC CORP | STURDY LITE ONE CABINET(43660) | 43660 | CABINETS |  |  | N/A | 2012-08-31 | 2012-07-15 | 2012-06-01 | USD |  | Active | UNM - Sandoval Regional Medical Center
5009 | 1261532 | 2105 | TriCore (Ref lab) | KEWAUNEE SCIENTIFIC CORP | STURDY LITE ONE CABINET(43660) | 43660 | CABINETS |  |  | N/A | 2012-08-21 | 2012-07-15 | 2012-06-01 | USD |  | Active | UNM - Sandoval Regional Medical Center
5018 | 1261534 | 2105 | TriCore (Ref lab) | KEWAUNEE SCIENTIFIC CORP | STURDY LITE ONE CABINET(43660) | 43660 | CABINETS |  |  | N/A | 2012-08-21 | 2012-07-15 | 2012-06-01 | USD |  | Active | UNM - Sandoval Regional Medical Center
5017 | 1261535 | 2105 | TriCore (Ref lab) | KEWAUNEE SCIENTIFIC CORP | STURDY LITE ONE CABINET(43660) | 43660 | CABINETS |  |  | N/A | 2012-08-21 | 2012-07-15 | 2012-06-01 | USD |  | Active | UNM - Sandoval Regional Medical Center
5016 | 1261536 | 2105 | TriCore (Ref lab) | KEWAUNEE SCIENTIFIC CORP | STURDY LITE ONE CABINET(43660) | 43660 | CABINETS |  |  | N/A | 2012-08-21 | 2012-07-15 | 2012-06-01 | USD |  | Active | UNM - Sandoval Regional Medical Center
5012 | 1261539 | 2105 | TriCore (Ref lab) | KEWAUNEE SCIENTIFIC CORP | STURDY LITE ONE CABINET(43660) | 43660 | CABINETS |  |  | N/A | 2012-08-31 | 2012-07-15 | 2012-06-01 | USD |  | Active | UNM - Sandoval Regional Medical Center
5011 | 1261540 | 2105 | TriCore (Ref lab) | KEWAUNEE SCIENTIFIC CORP | STURDY LITE ONE CABINET(43660) | 43660 | CABINETS |  |  | N/A | 2012-08-31 | 2012-07-15 | 2012-06-01 | USD |  | Active | UNM - Sandoval Regional Medical Center
| 1261960 | 34520 | Ortho/Surgery Clinic | UNITED METAL FABRICATORS INC | MEDICHOICE 5240 | UMF5240 | TABLES/ EXAMINATION/TREATMENT |  |  | 110884R | 2012-08-21 | 2012-08-15 | 2012-06-01 | USD |  | Active | UNM - Sandoval Regional Medical Center
| 1261962 | 34520 | Ortho/Surgery Clinic | UNITED METAL FABRICATORS INC | MEDICHOICE 5240 | UMF5240 | TABLES/ EXAMINATION/TREATMENT |  |  | 110884AA | 2012-08-21 | 2012-08-15 | 2012-06-01 | USD |  | Active | UNM - Sandoval Regional Medical Center
| 1261980 | 34237 | Uro/Gyn Clinic | UNITED METAL FABRICATORS INC | MEDICHOICE 5240 | UMF5240 | TABLES/ EXAMINATION/TREATMENT |  |  | 1108884I | 2012-08-21 | 2012-08-15 | 2012-06-01 | USD |  | Active | UNM - Sandoval Regional Medical Center
| 1261966-Retired | 34520 | Ortho/Surgery Clinic | UNITED METAL FABRICATORS INC | MEDICHOICE 5240 | UMF5240 | TABLES/ EXAMINATION/TREATMENT |  |  | 1108884S | 2012-08-21 | 2012-08-15 | 2012-06-01 | USD |  | Active | UNM - Sandoval Regional Medical Center
CAP8789 | 1261968 | 34520 | Ortho/Surgery Clinic | UNITED METAL FABRICATORS INC | MEDICHOICE 5240 | UMF5240 | TABLES/ EXAMINATION/TREATMENT | 20120128 |  | 1108884Y | 2012-08-21 | 2012-07-15 | 2012-06-01 | USD | 3611.17 | Active | UNM - Sandoval Regional Medical Center
CAP8790 | 1261970 | 34520 | Ortho/Surgery Clinic | UNITED METAL FABRICATORS INC | MEDICHOICE 5240 | UMF5240 | TABLES/ EXAMINATION/TREATMENT | 20120128 |  | 1108884AG | 2012-08-21 | 2012-08-15 | 2012-06-01 | USD | 3611.17 | Active | UNM - Sandoval Regional Medical Center
CAP8791 | 1261972 | 34520 | Ortho/Surgery Clinic | UNITED METAL FABRICATORS INC | MEDICHOICE 5240 | UMF5240 | TABLES/ EXAMINATION/TREATMENT | 20120128 |  | 1108884U | 2012-08-21 | 2012-08-15 | 2012-06-01 | USD | 3611.17 | Active | UNM - Sandoval Regional Medical Center
CAP8792 | 1261974 | 34520 | Ortho/Surgery Clinic | UNITED METAL FABRICATORS INC | MEDICHOICE 5240 | UMF5240 | TABLES/ EXAMINATION/TREATMENT | 20120128 |  | 1108884AD | 2012-08-21 | 2013-07-15 | 2012-06-01 | USD | 3611.17 | Active | UNM - Sandoval Regional Medical Center
| 1261976 | 34520 | Ortho/Surgery Clinic | UNITED METAL FABRICATORS INC | MEDICHOICE 5240 | UMF5240 | TABLES/ EXAMINATION/TREATMENT |  |  | 1108884N | 2012-08-21 | 2012-07-15 | 2012-06-01 | USD |  | Active | UNM - Sandoval Regional Medical Center
| 1261978 | 34237 | Uro/Gyn Clinic | UNITED METAL FABRICATORS INC | MEDICHOICE 5240 | UMF5240 | TABLES/ EXAMINATION/TREATMENT |  |  | 1108884I | 2012-08-21 | 2012-08-15 | 2012-06-01 | USD |  | Active | UNM - Sandoval Regional Medical Center
| 1261982 | 34237 | Uro/Gyn Clinic | UNITED METAL FABRICATORS INC | MEDICHOICE 5240 | UMF5240 | TABLES/ EXAMINATION/TREATMENT |  |  | 1108884I | 2012-08-21 | 2012-08-15 | 2012-06-01 | USD |  | Active | UNM - Sandoval Regional Medical Center
CAP9549 | 1261984 | 34025 | Cardiology Clinic | UNITED METAL FABRICATORS INC | MEDICHOICE 5240 | UMF5240 | TABLES/ EXAMINATION/TREATMENT |  |  | 1108884Q |  | 2014-12-15 | 2012-06-01 | USD |  | Reactivated | UNM - Sandoval Regional Medical Center
| 1261990 | 34000 | Medical Specialties | UNITED METAL FABRICATORS INC | MEDICHOICE 5240 | UMF5240 | TABLES/ EXAMINATION/TREATMENT |  |  | 1108884AC | 2012-08-26 | 2012-08-15 | 2012-06-01 | USD |  | Active | UNM - Sandoval Regional Medical Center
| 1261988 | 34000 | Medical Specialties | UNITED METAL FABRICATORS INC | MEDICHOICE 5240 | UMF5240 | TABLES/ EXAMINATION/TREATMENT |  |  | 1108884M | 2012-08-26 | 2012-08-15 | 2012-06-01 | USD |  | Active | UNM - Sandoval Regional Medical Center
| 1261992 | 34000 | Medical Specialties | UNITED METAL FABRICATORS INC | MEDICHOICE 5240 | UMF5240 | TABLES/ EXAMINATION/TREATMENT |  |  | 1108884AE | 2012-08-26 | 2012-08-15 | 2012-06-01 | USD |  | Active | UNM - Sandoval Regional Medical Center
| 1261994 | 34000 | Medical Specialties | UNITED METAL FABRICATORS INC | MEDICHOICE 5240 | UMF5240 | TABLES/ EXAMINATION/TREATMENT |  |  | 1108884P | 2012-08-27 | 2012-08-15 | 2012-06-01 | USD |  | Active | UNM - Sandoval Regional Medical Center
| 1261996 | 34000 | Medical Specialties | UNITED METAL FABRICATORS INC | MEDICHOICE 5240 | UMF5240 | TABLES/ EXAMINATION/TREATMENT |  |  | 1108884 | 2012-08-27 | 2012-08-15 | 2012-06-01 | USD |  | Active | UNM - Sandoval Regional Medical Center
| 1261998 | 34000 | Medical Specialties | UNITED METAL FABRICATORS INC | MEDICHOICE 5240 | UMF5240 | TABLES/ EXAMINATION/TREATMENT |  |  | 1108884X | 2012-08-27 | 2012-08-15 | 2012-06-01 | USD |  | Active | UNM - Sandoval Regional Medical Center
| 1262002 | 34000 | Medical Specialties | UNITED METAL FABRICATORS INC | MEDICHOICE 5240 | UMF5240 | TABLES/ EXAMINATION/TREATMENT |  |  | 1108884AF | 2012-08-26 | 2012-08-15 | 2012-06-01 | USD |  | Active | UNM - Sandoval Regional Medical Center
| 1262004 | 34000 | Medical Specialties | UNITED METAL FABRICATORS INC | MEDICHOICE 5240 | UMF5240 | TABLES/ EXAMINATION/TREATMENT |  |  | 1108884AF | 2012-08-27 | 2012-08-15 | 2012-06-01 | USD |  | Active | UNM - Sandoval Regional Medical Center
SRMC 000327 | 1262036 | 32025 | Family Practice Clinic | UNITED METAL FABRICATORS INC | MEDICHOICE 5005 | MEDICHOICE 5005 | TABLES/ EXAMINATION/TREATMENT | 20120158 |  | 110710C | 2012-08-20 | 2012-08-15 | 2012-06-01 | USD | 5920 | Active | UNM - Sandoval Regional Medical Center
CAP8799 | 1262008 | 32025 | Family Practice Clinic | UNITED METAL FABRICATORS INC | 5080 | 5080 | TABLES/ EXAMINATION/TREATMENT | 20120128 |  | 110678f | 2012-08-20 | 2012-08-15 | 2012-06-01 | USD | 3611.17 | Active | UNM - Sandoval Regional Medical Center
CAP9628 | 1262012 | 32025 | Family Practice Clinic | UNITED METAL FABRICATORS INC | 5080 | 5080 | TABLES/ EXAMINATION/TREATMENT |  |  | 110678h | 2012-08-20 | 2012-08-15 | 2012-06-01 | USD |  | Active | UNM - Sandoval Regional Medical Center
CAP9630 | 1262016 | 32025 | Family Practice Clinic | UNITED METAL FABRICATORS INC | 5080 | 5080 | TABLES/ EXAMINATION/TREATMENT |  |  | 110678G | 2012-08-20 | 2012-08-15 | 2012-06-01 | USD |  | Active | UNM - Sandoval Regional Medical Center
| 1262014 | 32025 | Family Practice Clinic | UNITED METAL FABRICATORS INC | MEDICHOICE 5240 | UMF5240 | TABLES/ EXAMINATION/TREATMENT |  |  | 1108884AK | 2012-08-20 | 2012-08-15 | 2012-06-01 | USD |  | Active | UNM - Sandoval Regional Medical Center
CAP9629 | 1262022 | 32025 | Family Practice Clinic | UNITED METAL FABRICATORS INC | 5080 | 5080 | TABLES/ EXAMINATION/TREATMENT | 20120128 |  | 110678d | 2012-09-21 | 2012-08-15 | 2012-06-01 | USD | 8566.19 | Active | UNM - Sandoval Regional Medical Center
CAP9632 | 1262030 | 32025 | Family Practice Clinic | UNITED METAL FABRICATORS INC | 5080 | 5080 | TABLES/ EXAMINATION/TREATMENT |  |  | 110678AJ | 2012-08-20 | 2012-08-15 | 2012-06-01 | USD |  | Active | UNM - Sandoval Regional Medical Center
CAP8796 | 1262018 | 32025 | Family Practice Clinic | UNITED METAL FABRICATORS INC | 5080 | 5080 | TABLES/ EXAMINATION/TREATMENT | 20120128 |  | 110678b | 2012-08-20 | 2012-08-15 | 2012-06-01 | USD | 3611.17 | Active | UNM - Sandoval Regional Medical Center
CAP8795 | 1262020 | 32025 | Family Practice Clinic | UNITED METAL FABRICATORS INC | 5080 | 5080 | TABLES/ EXAMINATION/TREATMENT | 20120128 |  | 110678C | 2012-08-20 | 2012-08-15 | 2012-06-01 | USD | 3611.17 | Active | UNM - Sandoval Regional Medical Center
CAP9631 | 1262024 | 32025 | Family Practice Clinic | UNITED METAL FABRICATORS INC | 5080 | 5080 | TABLES/ EXAMINATION/TREATMENT | 20120128 |  | 110678a | 2012-08-20 | 2012-08-15 | 2012-06-01 | USD | 8566.19 | Active | UNM - Sandoval Regional Medical Center
CAP8797 | 1262026 | 32025 | Family Practice Clinic | UNITED METAL FABRICATORS INC | 5080 | 5080 | TABLES/ EXAMINATION/TREATMENT | 20120128 |  | 110678e | 2012-08-20 | 2012-08-15 | 2012-06-01 | USD | 3611.17 | Active | UNM - Sandoval Regional Medical Center
CAP9633 | 1262032 | 32025 | Family Practice Clinic | UNITED METAL FABRICATORS INC | 5080 | 5080 | TABLES/ EXAMINATION/TREATMENT |  |  | 110678AL | 2012-08-20 | 2012-08-15 | 2012-06-01 | USD |  | Active | UNM - Sandoval Regional Medical Center
CAP9634 | 1262034 | 32025 | Family Practice Clinic | UNITED METAL FABRICATORS INC | 5080 | 5080 | TABLES/ EXAMINATION/TREATMENT |  |  | 110678AI | 2012-08-20 | 2012-08-15 | 2012-06-01 | USD |  | Active | UNM - Sandoval Regional Medical Center
SRMC 000337 | 1262037 | 32025 | Family Practice Clinic | UNITED METAL FABRICATORS INC | MEDICHOICE 5005 | MEDICHOICE 5005 | TABLES/ EXAMINATION/TREATMENT | 20120158 |  | 110710A | 2012-08-20 | 2012-08-15 | 2012-06-01 | USD | 5920 | Active | UNM - Sandoval Regional Medical Center
SRMC 000326 | 1262038 | 34520 | Ortho/Surgery Clinic | UNITED METAL FABRICATORS INC | MEDICHOICE 5005 | MEDICHOICE 5005 | TABLES/ EXAMINATION/TREATMENT | 20120158 |  | 110710B | 2012-08-21 | 2012-07-15 | 2012-06-01 | USD | 5925 | Active | UNM - Sandoval Regional Medical Center
0 | 1262042 | 34520 | Ortho/Surgery Clinic | UNITED METAL FABRICATORS INC | 5080 | 5080 | TABLES/ EXAMINATION/TREATMENT | 20120128 |  | 110678b | 2012-08-20 | 2012-08-15 | 2012-06-01 | USD | 8566.19 | Active | UNM - Sandoval Regional Medical Center
0 | 1262043 | 34520 | Ortho/Surgery Clinic | UNITED METAL FABRICATORS INC | 5080 | 5080 | TABLES/ EXAMINATION/TREATMENT | 20120128 |  | 110678e | 2012-09-17 | 2012-09-15 | 2012-06-01 | USD | 8566.19 | Active | UNM - Sandoval Regional Medical Center
CAP9621 | 1262041-Retired | 34225 | ENT Specialty Clinic | UNITED METAL FABRICATORS INC | MEDICHOICE 5240 | UMF5240 | TABLES/ EXAMINATION/TREATMENT |  |  | 1108884Z | 2012-08-20 | 2012-08-15 | 2012-06-01 | USD |  | Active | UNM - Sandoval Regional Medical Center
CAP9566 | 1262244 | 75040 | Radiology - MRI | BAYER CORP | SPECTRIS SOLARIS EP | 555090 | INJECTORS/ CONTRAST MEDIA/ MAGNETIC RESONANCE IMAG |  |  | 301201448221 | 2017-01-31 | 2018-01-15 | 2012-06-01 | USD |  | Active | UNM - Sandoval Regional Medical Center
SRMC 000657 | 1262242 | 75040 | Radiology - MRI | PHILIPS HEALTHCARE | EXPRESSION | 865214 | MONITORS/ TELEMETRIC/ PHYSIOLOGIC |  |  | US13303024 | 2017-01-24 | 2018-01-15 | 2012-06-01 | USD |  | Active | UNM - Sandoval Regional Medical Center
CAP7616 | 54677449 | 75000 | Radiology - General | PHILIPS HEALTHCARE | DIGITALDIAGNOST RELEASE 3 | 712025 | RADIOGRAPHIC SYSTEMS/ DIGITAL | 20110013 |  | 492192/SN12000028 | 2012-09-23 | 2012-09-15 | 2012-05-23 | USD | 352500 | Active | UNM - Sandoval Regional Medical Center
SRMC 000252 | 54677445 | 75010 | Radiology - CT Scan | PHILIPS HEALTHCARE | INGENUITY CT | 728326 | SCANNING SYSTEMS/ COMPUTED TOMOGRAPHY | 20110015 |  | 300092 | 2012-09-21 | 2012-09-15 | 2012-04-17 | USD | 849000 | Active | UNM - Sandoval Regional Medical Center
SRMC 001038 | 54649007 | 75010 | Radiology - CT Scan | PHILIPS HEALTHCARE | BRILLIANCE CT 64 CHANNEL | 728231 | SCANNING SYSTEMS/ COMPUTED TOMOGRAPHY | 20110011 |  | 10686 | 2012-09-21 | 2012-09-15 | 2012-04-13 | USD | 625000 | Active | UNM - Sandoval Regional Medical Center
SRMC 000253 | 54677453 | 75000 | Radiology - General | PHILIPS HEALTHCARE | EASYDIAGNOST ELEVA DRF | 706037 | RADIOGRAPHIC/FLUOROSCOPIC SYSTEMS | 20110009 |  | 491883/SN12000013 | 2012-09-23 | 2012-09-15 | 2012-04-13 | USD | 485735 | Active | UNM - Sandoval Regional Medical Center
SRMC 000254 | 54677454 | 75000 | Radiology - General | PHILIPS HEALTHCARE | DIGITALDIAGNOST RELEASE 3 | 712025 | RADIOGRAPHIC SYSTEMS/ DIGITAL | 20110012 |  | 492004/SN12000022 | 2012-09-23 | 2012-09-15 | 2012-03-30 | USD | 342500 | Active | UNM - Sandoval Regional Medical Center
SRMC 001739 | 1262957 | 15000 | Operating Room | CARL ZEISS INC MICROSCOPY & IMAGING SYSTEMS | OPMI PENTERO | OPMI PENTERO | MICROSCOPES/ LIGHT/ OPERATING |  | 442772 | 6631402181 | 2017-07-10 | 2018-07-15 | 2007-06-02 | USD | 222205.09 | Active | UNM - Sandoval Regional Medical Center
SRMC 001543 | 1141552 | 15000 | Operating Room | ERBE USA INC | ICC 200 | ICC 200 | ELECTROSURGICAL UNITS/ MONOPOLAR/ BIPOLAR |  |  | D-1401 |  | 2017-10-15 | 1899-12-31 | USD | 0 | Active | UNM - Sandoval Regional Medical Center
SRMC 001544 | 1141553 | 15000 | Operating Room | ERBE USA INC | APC 300UL | APC 300UL | GAS DELIVERY UNITS/ ARGON-ENHANCED COAGULATION |  |  | B-1403 |  | 2017-10-15 | 1899-12-31 | USD | 0 | Active | UNM - Sandoval Regional Medical Center
SRMC 000342 | 1261667 | 12220 | Med/Surg Subacute | STRYKER CORP | BARI 10-A (2230) | BARI 10-A (2230) | BEDS/ ELECTRIC | 20120029 |  | 1110001166 | 2017-03-07 | 2018-03-15 |  | USD | 15991.76 | Active | UNM - Sandoval Regional Medical Center
SRMC 000486 | 1261668 | 12220 | Med/Surg Subacute | STRYKER CORP | BARI 10-A (2230) | BARI 10-A (2230) | BEDS/ ELECTRIC | 20120029 |  | 1110001170 | 2017-02-28 | 2018-03-15 |  | USD | 15991.73 | Active | UNM - Sandoval Regional Medical Center
CAP8466 | 1261588 | 12120 | Medical/Cardiac ICU | HELMER LABS INC | HORIZON SERIES (HLR105) | HORIZON SERIES (HLR105) | REFRIGERATORS/ LABORATORY | 20120042 |  | 1007057 | 2017-04-26 | 2018-05-15 |  | USD | 2096.73 | Active | UNM - Sandoval Regional Medical Center
SRMC 000018 | 1261662 | 12220 | Med/Surg Subacute | STRYKER CORP | BARI 10-A (2230) | BARI 10-A (2230) | BEDS/ ELECTRIC | 20120029 |  | 1110001169 | 2017-02-27 | 2018-03-15 |  | USD | 15991.76 | Active | UNM - Sandoval Regional Medical Center
SRMC 000043 | 1261663 | 12220 | Med/Surg Subacute | STRYKER CORP | BARI 10-A (2230) | BARI 10-A (2230) | BEDS/ ELECTRIC | 20120029 |  | 1110001173 | 2017-02-28 | 2018-03-15 |  | USD | 19476.89 | Active | UNM - Sandoval Regional Medical Center
SRMC 000800 | 1261664 | 12220 | Med/Surg Subacute | STRYKER CORP | BARI 10-A (2230) | BARI 10-A (2230) | BEDS/ ELECTRIC | 20120029 |  | 1110001174 | 2017-02-28 | 2018-03-15 |  | USD | 19476.88 | Active | UNM - Sandoval Regional Medical Center
SRMC 000269 | 1261665 | 12220 | Med/Surg Subacute | STRYKER CORP | BARI 10-A (2230) | BARI 10-A (2230) | BEDS/ ELECTRIC | 20120029 |  | 1110001168 | 2017-03-22 | 2018-03-15 |  | USD | 15991.76 | Active | UNM - Sandoval Regional Medical Center
SRMC 000181 | 1261666 | 12220 | Med/Surg Subacute | STRYKER CORP | BARI 10-A (2230) | BARI 10-A (2230) | BEDS/ ELECTRIC | 20120029 |  | 1110001171 | 2017-02-28 | 2018-03-15 |  | USD | 15991.76 | Active | UNM - Sandoval Regional Medical Center
SRMC 000108 | 1261669 | 12220 | Med/Surg Subacute | STRYKER CORP | BARI 10-A (2230) | BARI 10-A (2230) | BEDS/ ELECTRIC | 20120029 |  | 1110001165 | 2017-02-28 | 2018-03-15 |  | USD | 15991.76 | Active | UNM - Sandoval Regional Medical Center
SRMC 000182 | 1261670 | 12220 | Med/Surg Subacute | STRYKER CORP | BARI 10-A (2230) | BARI 10-A (2230) | BEDS/ ELECTRIC | 20120029 |  | 1110001167 | 2017-02-28 | 2018-03-15 |  | USD | 15991.76 | Active | UNM - Sandoval Regional Medical Center
SRMC 000180 | 1261671 | 12220 | Med/Surg Subacute | STRYKER CORP | BARI 10-A (2230) | BARI 10-A (2230) | BEDS/ ELECTRIC | 20120029 |  | 1110001172 | 2017-02-28 | 2018-03-15 |  | USD | 15991.76 | Active | UNM - Sandoval Regional Medical Center
ACN001505 | 1261587 | 15040 | PACU | HELMER LABS INC | HORIZON SERIES (HLR105) | HORIZON SERIES (HLR105) | REFRIGERATORS/ LABORATORY | 20120042 |  | 1007056 | 2016-10-01 | 2017-10-15 |  | USD | 2096.74 | Active | UNM - Sandoval Regional Medical Center
SRMC 000644 | 1261619 | 21015 | Emergency Department | HELMER LABS INC | HORIZON SERIES (HLR105) | HORIZON SERIES (HLR105) | REFRIGERATORS/ LABORATORY | 20120042 |  | 1007047 | 2017-01-18 | 2018-01-15 |  | USD | 2096.74 | Active | UNM - Sandoval Regional Medical Center
SRMC 000609 | 1261956 | 21015 | Emergency Department | HELMER LABS INC | HORIZON SERIES (HLR105) | HORIZON SERIES (HLR105) | REFRIGERATORS/ LABORATORY | 20120042 |  | 1007050 | 2017-01-16 | 2018-01-15 |  | USD | 2096.74 | Active | UNM - Sandoval Regional Medical Center
SRMC 000163 | 1261556 | 15040 | PACU | STERIS CORP | DJ060124331 | DJ060124331 | WARMING UNITS/ BLANKET | 20110001 |  | 0434111007 | 2016-10-01 | 2017-10-15 |  | USD | 6943.74 | Active | UNM - Sandoval Regional Medical Center
SMRC 000496 | 1261557 | 15000 | Operating Room | STERIS CORP | DJ060124331 | DJ060124331 | WARMING UNITS/ BLANKET | 20110001 |  | 0434111006 | 2017-02-06 | 2018-02-15 |  | USD | 7040.19 | Active | UNM - Sandoval Regional Medical Center
SMRC 000495 | 1261554 | 15000 | Operating Room | STERIS CORP | DJ060124331 | DJ060124331 | WARMING UNITS/ BLANKET | 20110001 |  | 0434811007 | 2017-02-06 | 2018-02-15 |  | USD | 6943.74 | Active | UNM - Sandoval Regional Medical Center
SRMC 000289 | 1261555 | 15040 | PACU | STERIS CORP | DJ060124331 | DJ060124331 | WARMING UNITS/ BLANKET | 20110001 |  | 0434811009 | 2016-10-01 | 2017-10-15 |  | USD | 6943.74 | Active | UNM - Sandoval Regional Medical Center
CAP6737 | 1261612 | 21015 | Emergency Department | STERIS CORP | HARMONY EMS ( DF 60) | HARMONY EMS ( DF 60) | EQUIPMENT BOOM ARMS | 20110001 |  | 0403412067 | 2012-06-15 | 2012-06-15 |  | USD | 28661.97 | Active | UNM - Sandoval Regional Medical Center
CAP6738 | 1261613 | 21015 | Emergency Department | STERIS CORP | HARMONY EMS ( DF 60) | HARMONY EMS ( DF 60) | EQUIPMENT BOOM ARMS | 20110001 |  | 0403412066 | 2012-06-15 | 2012-06-15 |  | USD | 28661.98 | Active | UNM - Sandoval Regional Medical Center
SRMC 000598 | 1261610 | 21015 | Emergency Department | STERIS CORP | HARMONY LED | HARMONY LED | LIGHTS/ SURGICAL | 20110001 |  | 0434811029 | 2016-12-29 | 2018-01-15 |  | USD | 3894.32 | Active | UNM - Sandoval Regional Medical Center
SRMC 000599 | 1261611 | 21015 | Emergency Department | STERIS CORP | HARMONY LED | HARMONY LED | LIGHTS/ SURGICAL | 20110001 |  | 0434811027 | 2016-12-29 | 2018-01-15 |  | USD | 3894.32 | Active | UNM - Sandoval Regional Medical Center
CAP8477 | 1261547 | 15000 | Operating Room | STERIS CORP | HARMONY EMS ( DF 100) | HARMONY EMS ( DF 100) | EQUIPMENT BOOM ARMS | 20110001 |  | 0403412064 | 2012-06-12 | 2012-06-15 |  | USD | 39139.4 | Active | UNM - Sandoval Regional Medical Center
CAP8484 | 1261560 | 15000 | Operating Room | STERIS CORP | HARMONY EMS ( DF 100) | HARMONY EMS ( DF 100) | EQUIPMENT BOOM ARMS | 20110001 |  | 0403212132 | 2012-06-12 | 2012-06-15 |  | USD | 39139.4 | Active | UNM - Sandoval Regional Medical Center
CAP8181 | 1261570 | 15000 | Operating Room | STERIS CORP | HARMONY EMS ( DF 100) | HARMONY EMS ( DF 100) | EQUIPMENT BOOM ARMS |  |  | 0403812133 | 2012-06-12 | 2012-06-15 |  | USD |  | Active | UNM - Sandoval Regional Medical Center
CAP8458 | 1261582 | 15000 | Operating Room | STERIS CORP | HARMONY EMS ( DF 100) | HARMONY EMS ( DF 100) | EQUIPMENT BOOM ARMS | 20110001 |  | 0403212135 | 2012-06-12 | 2012-06-15 |  | USD | 39139.4 | Active | UNM - Sandoval Regional Medical Center
CAP8416 | 1261577 | 15000 | Operating Room | STERIS CORP | HARMONY EMS ( DF 100) | HARMONY EMS ( DF 100) | EQUIPMENT BOOM ARMS | 20110001 |  | 0403412065 | 2012-06-12 | 2012-06-15 |  | USD | 39139.4 | Active | UNM - Sandoval Regional Medical Center
| 1262495 | 75055 | Radiology - Mammography | HOLOGIC INC | CENOVA | CENOVA | COMPUTER AIDED DETECTION SYSTEMS/ MAMMOGRAPHIC |  |  | C3809 | 2012-06-21 | 2012-07-15 |  | USD |  | Active | UNM - Sandoval Regional Medical Center
CAP7587 | 1262496 | 75055 | Radiology - Mammography | HOLOGIC INC | SELENIA | 531518 | RADIOGRAPHIC SYSTEMS/ DIGITAL/ MAMMOGRAPHIC |  |  | 81003121419 | 2012-09-21 | 2012-09-15 |  | USD |  | Active | UNM - Sandoval Regional Medical Center
SRMC 000259 | 1262498 | 75055 | Radiology - Mammography | HOLOGIC INC | DISCOVERY QDR XR | 532043 | DENSITOMETERS/ BONE/ X-RAY | 20110007 |  | 86487 | 2012-09-26 | 2012-09-15 |  | USD | 51500 | Active | UNM - Sandoval Regional Medical Center
SRMC 000232 | 1230512 | 71510 | Pulmonary Services | MEDTRONIC INC | PB 840 | 840 | VENTILATORS | 20120037 |  | 3121203090 | 2017-04-19 | 2017-10-15 |  | USD | 23966.77 | Active | UNM - Sandoval Regional Medical Center
SRMC 000125 | 1230500 | 71510 | Pulmonary Services | MEDTRONIC INC | PB 840 | 840 | VENTILATORS | 20120037 |  | 3121203620 | 2017-04-19 | 2017-10-15 |  | USD | 23966.77 | Active | UNM - Sandoval Regional Medical Center
SRMC 000085 | 1230501 | 71510 | Pulmonary Services | MEDTRONIC INC | PB 840 | 840 | VENTILATORS | 20120037 |  | 3121204740 | 2017-04-19 | 2017-10-15 |  | USD | 23966.78 | Active | UNM - Sandoval Regional Medical Center
SRMC 000087 | 1230502 | 71510 | Pulmonary Services | MEDTRONIC INC | PB 840 | 840 | VENTILATORS | 20120037 |  | 3121203540 | 2017-04-19 | 2017-10-15 |  | USD | 23966.78 | Active | UNM - Sandoval Regional Medical Center
SRMC 001004 | 1230503 | 71510 | Pulmonary Services | MEDTRONIC INC | PB 840 | 840 | VENTILATORS | 20120037 |  | 3121203510 | 2017-04-17 | 2017-10-15 |  | USD | 23966.77 | Active | UNM - Sandoval Regional Medical Center
SRMC 000082 | 1230506 | 71510 | Pulmonary Services | MEDTRONIC INC | PB 840 | 840 | VENTILATORS | 20120037 |  | 3121203020 | 2017-04-19 | 2017-10-15 |  | USD | 23966.78 | Active | UNM - Sandoval Regional Medical Center
SRMC 000359 | 1230504 | 71510 | Pulmonary Services | MEDTRONIC INC | PB 840 | 840 | VENTILATORS | 20120037 |  | 3121201200 | 2017-04-19 | 2017-10-15 |  | USD | 23966.78 | Active | UNM - Sandoval Regional Medical Center
SRMC 000084 | 1230505 | 71510 | Pulmonary Services | MEDTRONIC INC | PB 840 | 840 | VENTILATORS | 20120037 |  | 3121203060 | 2017-04-19 | 2017-10-15 |  | USD | 23966.77 | Active | UNM - Sandoval Regional Medical Center
SRMC 001154 | 1230507 | 71510 | Pulmonary Services | MEDTRONIC INC | PB 840 | 840 | VENTILATORS | 20120037 |  | 3121203520 | 2017-04-17 | 2017-10-15 |  | USD | 23966.78 | Active | UNM - Sandoval Regional Medical Center
SRMC 000086 | 1230508 | 71510 | Pulmonary Services | MEDTRONIC INC | PB 840 | 840 | VENTILATORS | 20120037 |  | 3121203660 | 2017-04-19 | 2017-10-15 |  | USD | 23966.78 | Active | UNM - Sandoval Regional Medical Center
SRMC 001029 | 1230509 | 71510 | Pulmonary Services | MEDTRONIC INC | PB 840 | 840 | VENTILATORS | 20120037 |  | 3121203210 | 2017-04-19 | 2017-10-15 |  | USD | 23966.78 | Active | UNM - Sandoval Regional Medical Center
SRMC 000221 | 1230510 | 71510 | Pulmonary Services | MEDTRONIC INC | PB 840 | 840 | VENTILATORS | 20120037 |  | 3121202220 | 2017-04-18 | 2017-10-15 |  | USD | 23966.78 | Active | UNM - Sandoval Regional Medical Center
SRMC 000223 | 1230511 | 71510 | Pulmonary Services | MEDTRONIC INC | PB 840 | 840 | VENTILATORS | 20120037 |  | 3121203100 | 2017-04-19 | 2017-10-15 |  | USD | 23966.77 | Active | UNM - Sandoval Regional Medical Center
SRMC 000226 | 1230513 | 71510 | Pulmonary Services | MEDTRONIC INC | PB 840 | 840 | VENTILATORS | 20120037 |  | 3512112436 | 2017-04-19 | 2017-10-15 |  | USD | 23966.77 | Active | UNM - Sandoval Regional Medical Center
SRMC 000110 | 1230514 | 71510 | Pulmonary Services | MEDTRONIC INC | PB 840 | 840 | VENTILATORS | 20120037 |  | 3121202340 | 2017-04-06 | 2017-10-15 |  | USD | 23966.77 | Active | UNM - Sandoval Regional Medical Center
SRMC 001005 | 1230515 | 71510 | Pulmonary Services | MEDTRONIC INC | PB 840 | 840 | VENTILATORS | 20120037 |  | 3121203250 | 2017-04-08 | 2017-10-15 |  | USD | 23966.77 | Active | UNM - Sandoval Regional Medical Center
SRMC 000202 | 1261596 | 15010 | Sterile Processing | STERIS CORP | Vision 1327 | Vision 1327 | WASHERS/ CART | 20110002 |  | 3629911007 | 2017-06-26 | 2018-07-15 |  | USD | 136394.93 | Active | UNM - Sandoval Regional Medical Center
SRMC 000192 | 1261594 | 15010 | Sterile Processing | STERIS CORP | RELIANCE VISION | RELIANCE VISION | WASHER/DECONTAMINATORS | 20110002 |  | 3633211019 | 2017-02-13 | 2017-08-15 |  | USD | 72138.28 | Active | UNM - Sandoval Regional Medical Center
SRMC 000193 | 1261593 | 15010 | Sterile Processing | STERIS CORP | RELIANCE VISION | RELIANCE VISION | WASHER/DECONTAMINATORS | 20110002 |  | 3632511019 | 2017-02-13 | 2017-08-15 |  | USD | 72138.28 | Active | UNM - Sandoval Regional Medical Center
SRMC 000191 | 1261595 | 15010 | Sterile Processing | STERIS CORP | RELIANCE VISION | RELIANCE VISION | WASHER/DECONTAMINATORS | 20110002 |  | 3625811002 | 2017-05-22 | 2017-11-15 |  | USD | 72138.28 | Active | UNM - Sandoval Regional Medical Center
CAP7906 | 1261597 | 15010 | Sterile Processing | STERIS CORP | AMSCO EVOLUTION | AMSCO EVOLUTION | STERILIZING UNITS/ STEAM | 20110002 |  | 033321111 | 2016-12-27 | 2018-01-15 |  | USD | 84788.2 | Active | UNM - Sandoval Regional Medical Center
CAP7907 | 1261598 | 15010 | Sterile Processing | STERIS CORP | AMSCO EVOLUTION | AMSCO EVOLUTION | STERILIZING UNITS/ STEAM | 20110002 |  | 033141101 | 2016-12-20 | 2017-12-15 |  | USD | 84788.2 | Active | UNM - Sandoval Regional Medical Center
CAP7908 | 1261599 | 15010 | Sterile Processing | STERIS CORP | AMSCO EVOLUTION | AMSCO EVOLUTION | STERILIZING UNITS/ STEAM | 20110002 |  | 039241109 | 2016-12-20 | 2017-12-15 |  | USD | 84788.2 | Active | UNM - Sandoval Regional Medical Center
| 1262463 | 21015 | Emergency Department | STRYKER CORP | 940 | 940 | CAST CUTTERS | 20120228 |  | 1213200429 | 2012-09-17 | 2012-07-15 |  | USD |  | Active | UNM - Sandoval Regional Medical Center
CAP9556 | 1262283 | 21015 | Emergency Department | NATUS MEDICAL INC | POCKET-DOP II | POCKET-DOP II | BLOOD-FLOW DETECTORS/ ULTRASONIC | 20120241 |  | P145220 | 2012-09-17 | 2012-07-15 |  | USD |  | Active | UNM - Sandoval Regional Medical Center
| 1262281 | 21015 | Emergency Department | WELCH ALLYN INC | GS300 | GS300 | LIGHTS/ EXAMINATION | 20120241 |  | N/A | 2012-07-30 | 2012-07-15 |  | USD |  | Active | UNM - Sandoval Regional Medical Center
| 1262282 | 21015 | Emergency Department | WELCH ALLYN INC | GS300 | GS300 | LIGHTS/ EXAMINATION | 20120241 |  | N/A | 2012-09-20 | 2012-07-15 |  | USD |  | Active | UNM - Sandoval Regional Medical Center
CAP9268 | 1262264 | 71510 | Pulmonary Services | GENERAL PHYSIOTHERAPY INC | G5 VIBRAMATIC | G5 VIBRAMATIC | PERCUSSORS |  |  | 01V05378 | 2017-04-20 | 2018-04-15 |  | USD |  | Active | UNM - Sandoval Regional Medical Center
CAP9267 | 1262265 | 71510 | Pulmonary Services | GENERAL PHYSIOTHERAPY INC | G5 VIBRAMATIC | G5 VIBRAMATIC | PERCUSSORS |  |  | 01V05377 | 2017-04-20 | 2018-04-15 |  | USD |  | Active | UNM - Sandoval Regional Medical Center
CAP9266 | 1262266 | 71510 | Pulmonary Services | GENERAL PHYSIOTHERAPY INC | G5 VIBRAMATIC | G5 VIBRAMATIC | PERCUSSORS |  |  | 01V05376 | 2017-04-20 | 2018-04-15 |  | USD |  | Active | UNM - Sandoval Regional Medical Center
CAP9474 | 1262045 | 34237 | Uro/Gyn Clinic | UNITED METAL FABRICATORS INC | MEDICHOICE 5240 | UMF5240 | TABLES/ EXAMINATION/TREATMENT |  |  | 110884AB | 2013-10-15 | 2013-10-15 |  | USD |  | Reactivated | UNM - Sandoval Regional Medical Center
SRMC 000567 | 1230517 | 15000 | Operating Room | STRYKER CORP | 1288 HD | 1288 HD | VIDEO IMAGE PROCESSORS/ ENDOSCOPIC |  |  | 12F014334 | 2015-02-05 | 2012-07-15 |  | USD |  | Active | UNM - Sandoval Regional Medical Center
SRMC 001091 | 1262271 | 15000 | Operating Room | STRYKER CORP | 1288 HD | 1288 HD | VIDEO IMAGE PROCESSORS/ ENDOSCOPIC |  |  | 12F012164 | 2012-08-16 | 2012-07-15 |  | USD |  | Active | UNM - Sandoval Regional Medical Center
| 1262270 | 15000 | Operating Room | STRYKER CORP | 1288 HD | 1288 HD | VIDEO IMAGE PROCESSORS/ ENDOSCOPIC |  |  | 12F014334 |  | 2012-07-15 |  | USD |  | Active | UNM - Sandoval Regional Medical Center
SRMC 001064 | 1230518 | 15000 | Operating Room | STRYKER CORP | 1288 HD | 1288 HD | VIDEO IMAGE PROCESSORS/ ENDOSCOPIC |  |  | 12F014304 | 2012-08-15 | 2012-07-15 |  | USD |  | Active | UNM - Sandoval Regional Medical Center
SRMC 001076 | 1230519 | 15000 | Operating Room | STRYKER CORP | 1288 HD | 1288 HD | VIDEO IMAGE PROCESSORS/ ENDOSCOPIC |  |  | 12F014274 | 2012-08-16 | 2012-07-15 |  | USD |  | Active | UNM - Sandoval Regional Medical Center
CAP7774 | 1261977 | 34237 | Uro/Gyn Clinic | HILL-ROM INC | 767 | 767 | OPHTHALMOSCOPE/OTOSCOPES | 20120128 |  | N/A | 2012-08-21 | 2012-07-15 |  | USD | 660.19 | Active | UNM - Sandoval Regional Medical Center
CAP6647 | 1261995 | 34000 | Medical Specialties | HILL-ROM INC | 767 | 767 | OPHTHALMOSCOPE/OTOSCOPES | 20120128 |  | N/A | 2012-08-20 | 2012-07-15 |  | USD | 660.19 | Active | UNM - Sandoval Regional Medical Center
SRMC 000762 | 1262272 | 15000 | Operating Room | STRYKER CORP | L9000 | 0220.210.000 | LIGHT SOURCES |  |  | 12F039824 | 2017-02-06 | 2018-02-15 |  | USD |  | Active | UNM - Sandoval Regional Medical Center
SRMC 001070 | 1262000 | 15000 | Operating Room | STRYKER CORP | L9000 | 0220.210.000 | LIGHT SOURCES |  |  | 12F028214 | 2017-02-06 | 2018-02-15 |  | USD |  | Active | UNM - Sandoval Regional Medical Center
CAP8629 | 1261969 | 21015 | Emergency Department | HILL-ROM INC | 767 | 767 | OPHTHALMOSCOPE/OTOSCOPES | 20120128 |  | N/A | 2012-08-20 | 2012-07-15 |  | USD | 660.19 | Active | UNM - Sandoval Regional Medical Center
CAP6619 | 1262033 | 32025 | Family Practice Clinic | HILL-ROM INC | 767 | 767 | OPHTHALMOSCOPE/OTOSCOPES | 20120128 |  | N/A | 2012-08-20 | 2012-07-15 |  | USD | 660.19 | Active | UNM - Sandoval Regional Medical Center
SRMC 000814 | 1262269 | 15000 | Operating Room | STRYKER CORP | L9000 | 0220.210.000 | LIGHT SOURCES |  |  | 12F019794 | 2017-02-06 | 2018-02-15 |  | USD |  | Active | UNM - Sandoval Regional Medical Center
SRMC 000744 | 1262273 | 15000 | Operating Room | STRYKER CORP | L9000 | 0220.210.000 | LIGHT SOURCES |  |  | 12F039804 | 2017-02-06 | 2018-02-15 |  | USD |  | Active | UNM - Sandoval Regional Medical Center
CAP7750 | 1261961 | 34520 | Ortho/Surgery Clinic | HILL-ROM INC | 767 | 767 | OPHTHALMOSCOPE/OTOSCOPES | 20120128 |  | N/A | 2012-08-21 | 2012-07-15 |  | USD | 660.19 | Active | UNM - Sandoval Regional Medical Center
SRMC 000743 | 1262430 | 15000 | Operating Room | STRYKER CORP | PNEUMO SURE XL | 0620.040.610 | INSUFFLATORS | 20120029 |  | 1205CE402 | 2017-02-06 | 2018-02-15 |  | USD | 72160.46 | Active | UNM - Sandoval Regional Medical Center
CAP9343 | 1261963 | 21015 | Emergency Department | HILL-ROM INC | 767 | 767 | OPHTHALMOSCOPE/OTOSCOPES |  |  | N/A | 2012-08-17 | 2012-07-15 |  | USD |  | Active | UNM - Sandoval Regional Medical Center
CAP7778 | 1261965 | 34237 | Uro/Gyn Clinic | HILL-ROM INC | 767 | 767 | OPHTHALMOSCOPE/OTOSCOPES | 20120128 |  | N/A | 2012-08-16 | 2012-07-15 |  | USD | 660.19 | Active | UNM - Sandoval Regional Medical Center
CAP8054 | 1261967 | 34520 | Ortho/Surgery Clinic | HILL-ROM INC | 767 | 767 | OPHTHALMOSCOPE/OTOSCOPES | 20120128 |  | N/A | 2012-08-21 | 2012-07-15 |  | USD | 660.19 | Active | UNM - Sandoval Regional Medical Center
CAP7777 | 1261971 | 34237 | Uro/Gyn Clinic | HILL-ROM INC | 767 | 767 | OPHTHALMOSCOPE/OTOSCOPES | 20120128 |  | N/A | 2012-08-16 | 2012-07-15 |  | USD | 660.19 | Active | UNM - Sandoval Regional Medical Center
SRMC 000748 | 1230516 | 15000 | Operating Room | STRYKER CORP | L9000 | 0220.210.000 | LIGHT SOURCES |  |  | 12F019774 | 2017-02-06 | 2018-02-15 |  | USD |  | Active | UNM - Sandoval Regional Medical Center
CAP8055 | 1261973 | 34520 | Ortho/Surgery Clinic | HILL-ROM INC | 767 | 767 | OPHTHALMOSCOPE/OTOSCOPES | 20120128 |  | N/A | 2012-08-20 | 2012-07-15 |  | USD | 660.19 | Active | UNM - Sandoval Regional Medical Center
CAP8627 | 1261975 | 95700 | Clinical Engineering | HILL-ROM INC | 767 | 767 | OPHTHALMOSCOPE/OTOSCOPES | 20120128 |  | N/A | 2012-08-20 | 2012-07-15 |  | USD | 660.19 | Active | UNM - Sandoval Regional Medical Center
CAP7776 | 1261979 | 34237 | Uro/Gyn Clinic | HILL-ROM INC | 767 | 767 | OPHTHALMOSCOPE/OTOSCOPES | 20120128 |  | N/A | 2012-08-16 | 2012-07-15 |  | USD | 660.19 | Active | UNM - Sandoval Regional Medical Center
CAP8628 | 1261981 | 95700 | Clinical Engineering | HILL-ROM INC | 767 | 767 | OPHTHALMOSCOPE/OTOSCOPES | 20120128 |  | N/A | 2012-08-21 | 2012-07-15 |  | USD | 660.19 | Active | UNM - Sandoval Regional Medical Center
CAP7775 | 1261983 | 34237 | Uro/Gyn Clinic | HILL-ROM INC | 767 | 767 | OPHTHALMOSCOPE/OTOSCOPES | 20120128 |  | N/A | 2012-08-21 | 2012-07-15 |  | USD | 660.19 | Active | UNM - Sandoval Regional Medical Center
SMRC 000495 | 1262440 | 15055 | Anesthesia | SMITHS MEDICAL | HOTLINE 3 (HL-390) | HL-390 | WARMING UNITS/ BLOOD/SOLUTION |  |  | S101E00389 | 2017-02-18 | 2018-02-15 |  | USD |  | Active | UNM - Sandoval Regional Medical Center
CAP7865 | 1261985 | 95700 | Clinical Engineering | HILL-ROM INC | 767 | 767 | OPHTHALMOSCOPE/OTOSCOPES | 20120128 |  | N/A | 2012-09-19 | 2012-07-15 |  | USD | 660.19 | Active | UNM - Sandoval Regional Medical Center
CAP7864 | 1261987 | 95700 | Clinical Engineering | HILL-ROM INC | 767 | 767 | OPHTHALMOSCOPE/OTOSCOPES | 20120128 |  | N/A | 2012-08-17 | 2012-07-15 |  | USD | 660.19 | Active | UNM - Sandoval Regional Medical Center
SRMC 000746 | 1262431 | 15000 | Operating Room | STRYKER CORP | PNEUMO SURE XL | 0620.040.610 | INSUFFLATORS | 20120029 |  | 1205CE695 | 2017-02-24 | 2018-02-15 |  | USD | 72160.45 | Active | UNM - Sandoval Regional Medical Center
CAP8051 | 1261989 | 34520 | Ortho/Surgery Clinic | HILL-ROM INC | 767 | 767 | OPHTHALMOSCOPE/OTOSCOPES | 20120128 |  | N/A | 2012-08-21 | 2012-07-15 |  | USD | 660.19 | Active | UNM - Sandoval Regional Medical Center
CAP6649 | 1261991 | 34000 | Medical Specialties | HILL-ROM INC | 767 | 767 | OPHTHALMOSCOPE/OTOSCOPES | 20120128 |  | N/A | 2012-08-26 | 2012-07-15 |  | USD | 660.19 | Active | UNM - Sandoval Regional Medical Center
CAP6648 | 1261993 | 34000 | Medical Specialties | HILL-ROM INC | 767 | 767 | OPHTHALMOSCOPE/OTOSCOPES | 20120128 |  | N/A | 2012-08-26 | 2012-07-15 |  | USD | 660.19 | Active | UNM - Sandoval Regional Medical Center
CAP6646 | 1261997 | 34000 | Medical Specialties | HILL-ROM INC | 767 | 767 | OPHTHALMOSCOPE/OTOSCOPES | 20120128 |  | N/A | 2012-08-20 | 2012-07-15 |  | USD | 660.19 | Active | UNM - Sandoval Regional Medical Center
CAP6645 | 1261999 | 34000 | Medical Specialties | HILL-ROM INC | 767 | 767 | OPHTHALMOSCOPE/OTOSCOPES | 20120128 |  | N/A | 2012-08-20 | 2012-07-15 |  | USD | 660.19 | Active | UNM - Sandoval Regional Medical Center
CAP6644 | 1262001 | 34000 | Medical Specialties | HILL-ROM INC | 767 | 767 | OPHTHALMOSCOPE/OTOSCOPES | 20120128 |  | N/A | 2012-08-20 | 2012-07-15 |  | USD | 660.19 | Active | UNM - Sandoval Regional Medical Center
SRMC 000751 | 1262432 | 15000 | Operating Room | STRYKER CORP | PNEUMO SURE XL | 0620.040.610 | INSUFFLATORS | 20120029 |  | 1202CE200 | 2017-02-06 | 2018-02-15 |  | USD | 72160.45 | Active | UNM - Sandoval Regional Medical Center
CAP6643 | 1262003 | 34000 | Medical Specialties | HILL-ROM INC | 767 | 767 | OPHTHALMOSCOPE/OTOSCOPES | 20120128 |  | N/A | 2012-08-20 | 2012-07-15 |  | USD | 660.19 | Active | UNM - Sandoval Regional Medical Center
| 1262006 | 34000 | Medical Specialties | HILL-ROM INC | 767 | 767 | OPHTHALMOSCOPE/OTOSCOPES |  |  | N/A | 2012-08-20 | 2012-07-15 |  | USD |  | Active | UNM - Sandoval Regional Medical Center
CAP6642 | 1262005 | 34000 | Medical Specialties | HILL-ROM INC | 767 | 767 | OPHTHALMOSCOPE/OTOSCOPES | 20120128 |  | N/A | 2012-08-20 | 2012-07-15 |  | USD | 660.19 | Active | UNM - Sandoval Regional Medical Center
CAP6514 | 1262009 | 32025 | Family Practice Clinic | HILL-ROM INC | 767 | 767 | OPHTHALMOSCOPE/OTOSCOPES | 20120128 |  | N/A | 2012-08-20 | 2012-07-15 |  | USD | 660.19 | Active | UNM - Sandoval Regional Medical Center
CAP6525 | 1262011 | 32025 | Family Practice Clinic | HILL-ROM INC | 767 | 767 | OPHTHALMOSCOPE/OTOSCOPES | 20120128 |  | N/A | 2012-08-20 | 2012-07-15 |  | USD | 660.19 | Active | UNM - Sandoval Regional Medical Center
CAP6513 | 1262013 | 32025 | Family Practice Clinic | HILL-ROM INC | 767 | 767 | OPHTHALMOSCOPE/OTOSCOPES | 20120128 |  | N/A | 2012-08-20 | 2012-07-15 |  | USD | 660.19 | Active | UNM - Sandoval Regional Medical Center
CAP6515 | 1262015 | 32025 | Family Practice Clinic | HILL-ROM INC | 767 | 767 | OPHTHALMOSCOPE/OTOSCOPES | 20120128 |  | N/A | 2012-08-20 | 2012-07-15 |  | USD | 660.19 | Active | UNM - Sandoval Regional Medical Center
CAP6516 | 1262017 | 32025 | Family Practice Clinic | HILL-ROM INC | 767 | 767 | OPHTHALMOSCOPE/OTOSCOPES | 20120128 |  | N/A | 2012-08-20 | 2012-07-15 |  | USD | 660.19 | Active | UNM - Sandoval Regional Medical Center
CAP6621 | 1262029 | 32025 | Family Practice Clinic | HILL-ROM INC | 767 | 767 | OPHTHALMOSCOPE/OTOSCOPES | 20120128 |  | N/A | 2012-08-20 | 2012-07-15 |  | USD | 660.19 | Active | UNM - Sandoval Regional Medical Center
SRMC 000139 | 1262437 | 15000 | Operating Room | OSI SYSTEMS INC | 5803 | 5803 | TABLES/ EXAMINATION/TREATMENT/ORTHOPEDIC/TRACTION | F20123004 |  | 8400 | 2017-02-06 | 2018-02-15 |  | USD | 93361.64 | Active | UNM - Sandoval Regional Medical Center
CAP6618 | 1262019 | 32025 | Family Practice Clinic | HILL-ROM INC | 767 | 767 | OPHTHALMOSCOPE/OTOSCOPES | 20120128 |  | N/A | 2012-08-20 | 2012-07-15 |  | USD | 660.19 | Active | UNM - Sandoval Regional Medical Center
CAP6524 | 1262021 | 32025 | Family Practice Clinic | HILL-ROM INC | 767 | 767 | OPHTHALMOSCOPE/OTOSCOPES | 20120128 |  | N/A | 2012-08-20 | 2012-07-15 |  | USD | 660.19 | Active | UNM - Sandoval Regional Medical Center
CAP6518 | 1262023 | 32025 | Family Practice Clinic | HILL-ROM INC | 767 | 767 | OPHTHALMOSCOPE/OTOSCOPES | 20120128 |  | N/A | 2012-08-20 | 2012-07-15 |  | USD | 660.19 | Active | UNM - Sandoval Regional Medical Center
CAP6523 | 1262025 | 32025 | Family Practice Clinic | HILL-ROM INC | 767 | 767 | OPHTHALMOSCOPE/OTOSCOPES | 20120128 |  | N/A | 2012-08-20 | 2012-07-15 |  | USD | 660.19 | Active | UNM - Sandoval Regional Medical Center
CAP6517 | 1262027 | 32025 | Family Practice Clinic | HILL-ROM INC | 767 | 767 | OPHTHALMOSCOPE/OTOSCOPES | 20120128 |  | N/A | 2012-08-20 | 2012-07-15 |  | USD | 660.19 | Active | UNM - Sandoval Regional Medical Center
CAP6620 | 1262031 | 32025 | Family Practice Clinic | HILL-ROM INC | 767 | 767 | OPHTHALMOSCOPE/OTOSCOPES | 20120128 |  | N/A | 2012-08-20 | 2012-07-15 |  | USD | 660.19 | Active | UNM - Sandoval Regional Medical Center
CAP8656 | 1262035 | 32025 | Family Practice Clinic | HILL-ROM INC | 767 | 767 | OPHTHALMOSCOPE/OTOSCOPES | 20120128 |  | N/A | 2012-08-20 | 2012-07-15 |  | USD | 660.19 | Active | UNM - Sandoval Regional Medical Center
SMRC 000708 | 1262438 | 15055 | Anesthesia | SMITHS MEDICAL | HOTLINE 3 (HL-390) | HL-390 | WARMING UNITS/ BLOOD/SOLUTION |  |  | S101E00388 | 2017-02-06 | 2018-02-15 |  | USD |  | Active | UNM - Sandoval Regional Medical Center
SMRC 000707 | 1262439 | 15055 | Anesthesia | SMITHS MEDICAL | HOTLINE 3 (HL-390) | HL-390 | WARMING UNITS/ BLOOD/SOLUTION |  |  | S101E00387 | 2017-02-06 | 2018-02-15 |  | USD |  | Active | UNM - Sandoval Regional Medical Center
SMRC 000711 | 1262441 | 15055 | Anesthesia | SMITHS MEDICAL | HOTLINE 3 (HL-390) | HL-390 | WARMING UNITS/ BLOOD/SOLUTION |  |  | S101E00392 | 2017-02-06 | 2018-02-15 |  | USD |  | Active | UNM - Sandoval Regional Medical Center
SMRC 000726 | 1262460 | 15055 | Anesthesia | VERATHON INC | GLIDESCOPE COBALT AVL | GLIDESCOPE COBALT AV | LARYNGOSCOPES | 20120103 |  | AM122256 | 2017-02-06 | 2018-02-15 |  | USD | 10733.65 | Active | UNM - Sandoval Regional Medical Center
SRMC 000230 | 1262461 | 21015 | Emergency Department | VERATHON INC | GLIDESCOPE COBALT AVL | GLIDESCOPE COBALT AV | LARYNGOSCOPES | 20120103 |  | AM122254 | 2017-01-18 | 2018-01-15 |  | USD | 10733.66 | Active | UNM - Sandoval Regional Medical Center
| 1230615 | 21015 | Emergency Department | HILL-ROM INC | 767 | 767 | OPHTHALMOSCOPE/OTOSCOPES |  |  | N/A | 2012-09-17 | 2012-07-15 |  | USD |  | Active | UNM - Sandoval Regional Medical Center
SRMC 001063 | 1262434 | 15000 | Operating Room | STRYKER CORP | SDC ULTRA | SDC ULTRA | VIDEO IMAGE PROCESSORS/ ENDOSCOPIC |  |  | 12D046134 | 2012-08-23 | 2012-07-15 |  | USD |  | Active | UNM - Sandoval Regional Medical Center
SRMC 001069 | 1262435 | 15000 | Operating Room | STRYKER CORP | SDC ULTRA | SDC ULTRA | VIDEO IMAGE PROCESSORS/ ENDOSCOPIC |  |  | 12D051184 | 2012-09-26 | 2012-07-15 |  | USD |  | Active | UNM - Sandoval Regional Medical Center
SRMC 001099 | 1262436 | 15000 | Operating Room | STRYKER CORP | SDC ULTRA | SDC ULTRA | VIDEO IMAGE PROCESSORS/ ENDOSCOPIC |  |  | 12D051084 | 2012-08-29 | 2012-07-15 |  | USD |  | Active | UNM - Sandoval Regional Medical Center
SRMC 001092 | 1262408 | 15000 | Operating Room | STRYKER CORP | SDC ULTRA | SDC ULTRA | VIDEO IMAGE PROCESSORS/ ENDOSCOPIC |  |  | 12D051054 | 2012-08-29 | 2012-07-15 |  | USD |  | Active | UNM - Sandoval Regional Medical Center
| 1262416 | 15000 | Operating Room | STRYKER INSTRUMENTS DIV STRYKER CORP | 7110-120 | 7110-120 | BATTERY CHARGERS |  |  | 1206101223 | 2012-08-23 | 2012-07-15 |  | USD |  | Active | UNM - Sandoval Regional Medical Center
CAP9705 | 1262769 | 15000 | Operating Room | STRYKER CORP | CORE CONSOLE | 5400-050-000 | CONTROLLERS |  |  | 1209307383 | 2012-08-16 | 2012-07-15 |  | USD |  | Active | UNM - Sandoval Regional Medical Center
SRMC 001075 | 1262410 | 15000 | Operating Room | STRYKER CORP | SDC ULTRA | SDC ULTRA | VIDEO IMAGE PROCESSORS/ ENDOSCOPIC |  |  | 12D040084 | 2012-08-23 | 2012-07-15 |  | USD |  | Active | UNM - Sandoval Regional Medical Center
| 1262418 | 15000 | Operating Room | STRYKER INSTRUMENTS DIV STRYKER CORP | 7110-120 | 7110-120 | BATTERY CHARGERS |  |  | 1206101203 | 2012-08-27 | 2012-07-15 |  | USD |  | Active | UNM - Sandoval Regional Medical Center
| 1262417 | 15000 | Operating Room | STRYKER INSTRUMENTS DIV STRYKER CORP | 7110-120 | 7110-120 | BATTERY CHARGERS |  |  | 1207500243 | 2012-08-27 | 2012-07-15 |  | USD |  | Active | UNM - Sandoval Regional Medical Center
| 1262420 | 15000 | Operating Room | STRYKER INSTRUMENTS DIV STRYKER CORP | 7110-120 | 7110-120 | BATTERY CHARGERS |  |  | 1206101163 | 2012-08-22 | 2012-07-15 |  | USD |  | Active | UNM - Sandoval Regional Medical Center
| 1262419 | 15000 | Operating Room | STRYKER INSTRUMENTS DIV STRYKER CORP | 7110-120 | 7110-120 | BATTERY CHARGERS |  |  | 1207500213 | 2012-08-27 | 2012-07-15 |  | USD |  | Active | UNM - Sandoval Regional Medical Center
| 1262421 | 15000 | Operating Room | STRYKER INSTRUMENTS DIV STRYKER CORP | 7110-120 | 7110-120 | BATTERY CHARGERS |  |  | 1207500363 | 2012-08-27 | 2012-07-15 |  | USD |  | Active | UNM - Sandoval Regional Medical Center
| 1262411 | 15000 | Operating Room | STRYKER CORP | WISE | WISE | VIDEO IMAGE PROCESSORS |  |  | 12E035864 | 2012-08-15 | 2012-07-15 |  | USD |  | Active | UNM - Sandoval Regional Medical Center
| 1262413 | 15000 | Operating Room | STRYKER CORP | WISE | WISE | VIDEO IMAGE PROCESSORS |  |  | 12E035814 | 2012-08-16 | 2012-07-15 |  | USD |  | Active | UNM - Sandoval Regional Medical Center
SRMC 001095 | 1262414 | 15000 | Operating Room | STRYKER CORP | WISE | WISE | VIDEO IMAGE PROCESSORS |  |  | 12E0358154 | 2012-08-16 | 2012-07-15 |  | USD |  | Active | UNM - Sandoval Regional Medical Center
| 1262415 | 15000 | Operating Room | STRYKER CORP | WISE | WISE | VIDEO IMAGE PROCESSORS |  |  | 12E026524 | 2015-02-05 | 2015-02-15 |  | USD |  | Active | UNM - Sandoval Regional Medical Center
| 1262404 | 15000 | Operating Room | STRYKER CORP | CORE CONSOLE | 5400-050-000 | CONTROLLERS |  |  | 1209307213 | 2012-08-16 | 2012-07-15 |  | USD |  | Active | UNM - Sandoval Regional Medical Center
| 1262406 | 15000 | Operating Room | STRYKER CORP | CORE CONSOLE | 5400-050-000 | CONTROLLERS |  |  | 1211400143 | 2012-08-22 | 2012-07-15 |  | USD |  | Active | UNM - Sandoval Regional Medical Center
| 1262407 | 15000 | Operating Room | STRYKER CORP | CORE CONSOLE | 5400-050-000 | CONTROLLERS |  |  | 1209307403 | 2012-08-16 | 2012-07-15 |  | USD |  | Active | UNM - Sandoval Regional Medical Center
SRMC 000611 | 1262426 | 21015 | Emergency Department | SMITHS MEDICAL MD INC | H-1200 | H-1200 | WARMING UNITS/ BLOOD/SOLUTION (FLUID) | 20120169 |  | S103B00242 | 2017-07-18 | 2017-10-15 |  | USD | 10116.94 | Active | UNM - Sandoval Regional Medical Center
SRMC 000418 | 1262427 | 12120 | Medical/Cardiac ICU | SONOSITE INC | EDGE | P15000-11 | SCANNING SYSTEMS/ ULTRASONIC/ PORTABLE | 20120170 |  | 03Q970 | 2012-08-11 | 2012-07-15 |  | USD | 60244.6 | Active | UNM - Sandoval Regional Medical Center
| 1262482 | 15000 | Operating Room | HOVERTECH INTERNATIONAL | HOVERMATT (1100W) | HOVERMATT (1100W) | MATTRESS SYSTEMS |  |  | 2C010637 | 2012-08-11 | 2012-07-15 |  | USD |  | Active | UNM - Sandoval Regional Medical Center
| 1262483 | 15040 | PACU | HOVERTECH INTERNATIONAL | HOVERMATT (1100W) | HOVERMATT (1100W) | MATTRESS SYSTEMS |  |  | 2C010643 | 2012-09-14 | 2012-07-15 |  | USD |  | Active | UNM - Sandoval Regional Medical Center
CAP9263 | 1230520 | 34237 | Uro/Gyn Clinic | COOPER SURGICAL INC | LEEP SYSTEM 1000 | LEEP SYSTEM 1000 | ELECTROSURGICAL UNITS |  |  | 1111F4948 | 2017-05-09 | 2017-09-15 |  | USD |  | Active | UNM - Sandoval Regional Medical Center
SRMC 001649 | 1262260 | 15010 | Sterile Processing | RENNCO INC | LIFT SEAL (24 LS) | LIFT SEAL (24 LS) | PACKAGE SEALERS | 20120241 |  | 612241645 | 2012-08-27 | 2012-07-15 |  | USD | 1838.21 | Active | UNM - Sandoval Regional Medical Center
SRMC 000065 | 1262458 | 12220 | Med/Surg Subacute | PHILIPS HEALTHCARE | HEARTSTART MRX | M3535A | DEFIBRILLATOR/ MONITOR/ PACEMAKERS | 20120117 |  | US00559946 | 2017-01-13 | 2018-01-15 |  | USD | 9124.42 | Active | UNM - Sandoval Regional Medical Center
| 1262425 | 2105 | TriCore (Ref lab) | HEMOCUE INC | HB 201 DM | HB 201 DM | ANALYZERS/ POINT-OF-CARE/ WHOLE BLOOD/ HEMATOLOGY/ HEMOGLOBIN |  |  | 1204621030 | 2012-09-19 | 2013-09-15 |  | USD |  | Active | UNM - Sandoval Regional Medical Center
SRMC 000094 | 1262454 | 12120 | Medical/Cardiac ICU | PHILIPS HEALTHCARE | HEARTSTART MRX | M3535A | DEFIBRILLATOR/ MONITOR/ PACEMAKERS | 20120117 |  | US00559941 | 2017-01-13 | 2018-01-15 |  | USD | 9124.42 | Active | UNM - Sandoval Regional Medical Center
SRMC 000233 | 1262455 | 21015 | Emergency Department | PHILIPS HEALTHCARE | HEARTSTART MRX | M3535A | DEFIBRILLATOR/ MONITOR/ PACEMAKERS | 20120117 |  | US00559949 | 2017-01-18 | 2018-01-15 |  | USD | 9124.42 | Active | UNM - Sandoval Regional Medical Center
SRMC 000494 | 1262456 | 15000 | Operating Room | PHILIPS HEALTHCARE | HEARTSTART MRX | M3535A | DEFIBRILLATOR/ MONITOR/ PACEMAKERS | 20120117 |  | US00559940 | 2017-01-17 | 2018-01-15 |  | USD | 9124.42 | Active | UNM - Sandoval Regional Medical Center
SRMC 000250 | 1262457 | 75000 | Radiology - General | PHILIPS HEALTHCARE | HEARTSTART MRX | M3535A | DEFIBRILLATOR/ MONITOR/ PACEMAKERS | 20120117 |  | US00559952 | 2017-01-13 | 2018-01-15 |  | USD | 9124.26 | Active | UNM - Sandoval Regional Medical Center
SRMC 000009 | 1262453 | 12220 | Med/Surg Subacute | PHILIPS HEALTHCARE | HEARTSTART MRX | M3535A | DEFIBRILLATOR/ MONITOR/ PACEMAKERS | 20120117 |  | US00559947 | 2017-01-13 | 2018-01-15 |  | USD | 9124.42 | Active | UNM - Sandoval Regional Medical Center
SRMC 000072 | 1262452 | 12220 | Med/Surg Subacute | PHILIPS HEALTHCARE | HEARTSTART MRX | M3535A | DEFIBRILLATOR/ MONITOR/ PACEMAKERS | 20120117 |  | US00559945 | 2017-01-13 | 2018-01-15 |  | USD | 9124.42 | Active | UNM - Sandoval Regional Medical Center
SRMC 000157 | 1262451 | 15040 | PACU | PHILIPS HEALTHCARE | HEARTSTART MRX | M3535A | DEFIBRILLATOR/ MONITOR/ PACEMAKERS | 20120117 |  | US00559953 | 2017-01-13 | 2018-01-15 |  | USD | 9124.42 | Active | UNM - Sandoval Regional Medical Center
SRMC 000367 | 1262450 | 95700 | Clinical Engineering | PHILIPS HEALTHCARE | HEARTSTART MRX | M3535A | DEFIBRILLATOR/ MONITOR/ PACEMAKERS | 20120117 |  | US00559950 | 2017-01-27 | 2018-01-15 |  | USD | 9124.42 | Active | UNM - Sandoval Regional Medical Center
SRMC 000248 | 1262449 | 34025 | Cardiology Clinic | PHILIPS HEALTHCARE | HEARTSTART MRX | M3535A | DEFIBRILLATOR/ MONITOR/ PACEMAKERS | 20120117 |  | US00559948 | 2017-01-12 | 2018-01-15 |  | USD | 9124.42 | Active | UNM - Sandoval Regional Medical Center
SRMC 000144 | 1262448 | 15000 | Operating Room | PHILIPS HEALTHCARE | HEARTSTART MRX | M3535A | DEFIBRILLATOR/ MONITOR/ PACEMAKERS | 20120117 |  | US00559954 | 2017-01-18 | 2018-01-15 |  | USD | 9124.42 | Active | UNM - Sandoval Regional Medical Center
SRMC 000245 | 1262447 | 21015 | Emergency Department | PHILIPS HEALTHCARE | HEARTSTART MRX | M3535A | DEFIBRILLATOR/ MONITOR/ PACEMAKERS | 20120117 |  | US00559951 | 2017-01-12 | 2018-01-15 |  | USD | 9124.42 | Active | UNM - Sandoval Regional Medical Center
SRMC 000004 | 1262446 | 12220 | Med/Surg Subacute | PHILIPS HEALTHCARE | HEARTSTART MRX | M3535A | DEFIBRILLATOR/ MONITOR/ PACEMAKERS | 20120117 |  | US00559943 | 2017-01-13 | 2018-01-15 |  | USD | 9124.42 | Active | UNM - Sandoval Regional Medical Center
SRMC 000362 | 1262445 | 95700 | Clinical Engineering | PHILIPS HEALTHCARE | HEARTSTART MRX | M3535A | DEFIBRILLATOR/ MONITOR/ PACEMAKERS | 20120117 |  | US00559944 | 2017-01-27 | 2018-01-15 |  | USD | 9124.42 | Active | UNM - Sandoval Regional Medical Center
SRMC 000185 | 1262444 | 15000 | Operating Room | PHILIPS HEALTHCARE | HEARTSTART MRX | M3535A | DEFIBRILLATOR/ MONITOR/ PACEMAKERS | 20120117 |  | US00559958 | 2017-01-17 | 2018-01-15 |  | USD | 9124.42 | Active | UNM - Sandoval Regional Medical Center
SRMC 000470 | 1262443 | 12120 | Medical/Cardiac ICU | PHILIPS HEALTHCARE | HEARTSTART MRX | M3535A | DEFIBRILLATOR/ MONITOR/ PACEMAKERS | 20120117 |  | US00559955 | 2017-01-13 | 2018-01-15 |  | USD | 9124.42 | Active | UNM - Sandoval Regional Medical Center
SRMC 000368 | 1262442 | 95700 | Clinical Engineering | PHILIPS HEALTHCARE | HEARTSTART MRX | M3535A | DEFIBRILLATOR/ MONITOR/ PACEMAKERS | 20120117 |  | US00559957 | 2017-01-27 | 2018-01-15 |  | USD | 9124.42 | Active | UNM - Sandoval Regional Medical Center
SRMC 000220 | 1262423 | 60100 | Psychiatry | PHILIPS HEALTHCARE | HEARTSTART MRX | M3535A | DEFIBRILLATOR/ MONITOR/ PACEMAKERS | 20120117 |  | US00559942 | 2017-01-13 | 2018-01-15 |  | USD | 9124.42 | Active | UNM - Sandoval Regional Medical Center
SRMC 000225 | 1262422 | 21015 | Emergency Department | PHILIPS HEALTHCARE | HEARTSTART MRX | M3535A | DEFIBRILLATOR/ MONITOR/ PACEMAKERS | 20120117 |  | US00559956 | 2017-01-12 | 2018-01-15 |  | USD | 9124.42 | Active | UNM - Sandoval Regional Medical Center
SRMC 000295 | 1262464 | 15055 | Anesthesia | SONOSITE INC | S-SERIES | 555330 | SCANNING SYSTEMS/ULTRASONIC/DIAGNOSTIC (DI) | 20120143 |  | 03RDFL | 2012-08-17 | 2012-07-15 |  | USD | 32602.6 | Active | UNM - Sandoval Regional Medical Center
SRMC 000296 | 1262465 | 15040 | PACU | SONOSITE INC | S-SERIES | 555330 | SCANNING SYSTEMS/ULTRASONIC/DIAGNOSTIC (DI) | 20120143 |  | 03RDFJ | 2012-07-31 | 2012-07-15 |  | USD | 32602.6 | Active | UNM - Sandoval Regional Medical Center
SRMC 000237 | 1262403 | 21015 | Emergency Department | BARD MEDICAL | ARCTIC SUN 5000 | ARCTIC SUN 5000 | WARMING UNITS/ PATIENT/ CIRCULATING-FLUID | F20123008 |  | 1859 | 2017-01-24 | 2017-07-15 |  | USD | 45994.82 | Active | UNM - Sandoval Regional Medical Center
SRMC 000204 | 1261590 | 15010 | Sterile Processing | STERIS CORP | CAVIWAVE PRO | CAVI-DV-17-W-E | ULTRASOUND CLEANING SYSTEMS | 20110002 |  | 0911ST010-0067 |  | 2012-07-15 |  | USD | 22366.89 | Active | UNM - Sandoval Regional Medical Center
CAP7387 | 1262261 | 15010 | Sterile Processing | RENNCO INC | LIFT SEAL (24 LS) | LIFT SEAL (24 LS) | PACKAGE SEALERS | 20120241 |  | 612241646 | 2012-08-27 | 2012-07-15 |  | USD | 1838.22 | Active | UNM - Sandoval Regional Medical Center
SRMC 001648 | 1262262 | 15010 | Sterile Processing | RENNCO INC | LIFT SEAL (24 LS) | LIFT SEAL (24 LS) | PACKAGE SEALERS | 20120241 |  | 612241648 | 2012-08-27 | 2012-07-15 |  | USD | 1838.21 | Active | UNM - Sandoval Regional Medical Center
CAP7920 | 1262263 | 15010 | Sterile Processing | RENNCO INC | LIFT SEAL (24 LS) | LIFT SEAL (24 LS) | PACKAGE SEALERS | 20120241 |  | 612241647 | 2012-08-20 | 2012-07-15 |  | USD | 1838.21 | Active | UNM - Sandoval Regional Medical Center
SRMC 000203 | 1261589 | 15010 | Sterile Processing | STERIS CORP | CAVIWAVE | CAVI-20-W-E | ULTRASOUND CLEANING SYSTEMS | 20110002 |  | 0711C1211 | 2012-07-30 | 2013-07-15 |  | USD | 22366.88 | Active | UNM - Sandoval Regional Medical Center
SRMC 000093 | 1262459 | 12120 | Medical/Cardiac ICU | VERATHON INC | GLIDESCOPE COBALT AVL | GLIDESCOPE COBALT AV | LARYNGOSCOPES | 20120103 |  | AM122253 | 2017-05-12 | 2018-05-15 |  | USD | 10733.66 | Active | UNM - Sandoval Regional Medical Center
SMRC 000725 | 1262462 | 15055 | Anesthesia | VERATHON INC | GLIDESCOPE COBALT AVL | GLIDESCOPE COBALT AV | LARYNGOSCOPES | 20120103 |  | AM122255 | 2017-02-06 | 2018-02-15 |  | USD | 10733.65 | Active | UNM - Sandoval Regional Medical Center
NA | 1128812 | 95700 | Clinical Engineering | FLUKE BIOMEDICAL CORP | QED 6H | QED 6H | TESTERS/ DEFIBRILLATOR | PHILIPS |  | 9696019 | 2017-03-24 | 2018-03-15 |  | USD |  | Active | UNM - Sandoval Regional Medical Center
NA | 1005115 | 95700 | Clinical Engineering | FLUKE BIOMEDICAL CORP | INDEX 2 | INDEX 2 | TESTERS/ PULSE OXIMETRY MONITOR | Philips |  | 9718025 | 2017-06-05 | 2018-05-15 |  | USD |  | Active | UNM - Sandoval Regional Medical Center
NA | 1061052 | 95700 | Clinical Engineering | FLUKE BIOMEDICAL CORP | 287 | 287 | DIGITAL MULTIMETERS | PHILIPS |  | 96790036 | 2017-03-24 | 2018-03-15 |  | USD |  | Active | UNM - Sandoval Regional Medical Center
NA | 1088064 | 95700 | Clinical Engineering | EXTECH INSTRUMENTS INC | 461920 | 461920 | PHOTOTACHOMETERS | PHILIPS |  | 8033882 | 2017-03-24 | 2018-03-15 |  | USD |  | Active | UNM - Sandoval Regional Medical Center
NA | 1107907 | 95700 | Clinical Engineering | FLUKE BIOMEDICAL CORP | DPM II PLUS | DPM II PLUS | TESTERS/ PNEUMATIC | PHILIPS |  | 9680018 | 2017-03-24 | 2018-03-15 |  | USD |  | Active | UNM - Sandoval Regional Medical Center
NA | 1124198 | 95700 | Clinical Engineering | DYNATECH NEVEDA INC | 454A | 454A | TESTERS/ ELECTROSURGICAL UNIT | PHILIPS |  | 1884 | 2017-03-24 | 2018-03-15 |  | USD |  | Active | UNM - Sandoval Regional Medical Center
NA | 1149320 | 95700 | Clinical Engineering | FLUKE BIOMEDICAL CORP | 505 PRO | 505 PRO | TESTERS/ ELECTRICAL SAFETY/MEDICAL DEVICE PERFORMA | PHILIPS |  | 970301 | 2017-03-24 | 2018-03-15 |  | USD |  | Active | UNM - Sandoval Regional Medical Center
NA | 1149327 | 95700 | Clinical Engineering | DYNATECH NEVEDA INC | SIGMA PACE 1000 | SIGMA PACE 1000 | TESTERS/ EXTERNAL CARDIAC PACEMAKER | PHILIPS |  | 9704019 | 2017-03-24 | 2018-03-15 |  | USD |  | Active | UNM - Sandoval Regional Medical Center
NA | 40810913019 | 95700 | Clinical Engineering | TSI INC | 4081C | 4081C | FLOWMETERS/ GAS | Philips |  | 4081-0913-019 | 2016-07-05 | 2017-07-15 |  | USD |  | Active | UNM - Sandoval Regional Medical Center
NA | 1111299 | 95700 | Clinical Engineering | SARTORIUS STEDIM NORTH AMERICA INC | VICON (VIC-212) | VICON (VIC-212) | SCALES/ CLINICAL/ LABORATORY |  |  | 24453719 | 2017-03-24 | 2018-03-15 |  | USD |  | Active | UNM - Sandoval Regional Medical Center
SRMC 001102 | 1231030 | 15000 | Operating Room | STRYKER CORP | 1288 HD | 1288 HD | VIDEO IMAGE PROCESSORS/ ENDOSCOPIC |  |  | 12G052284 | 2015-02-05 | 2015-02-15 |  | USD |  | Active | UNM - Sandoval Regional Medical Center
SRMC 000750 | 1231029 | 15000 | Operating Room | STRYKER CORP | PNEUMO SURE XL | 0620.040.610 | INSUFFLATORS | 20120029 |  | 1207CE179 | 2017-02-19 | 2018-02-15 |  | USD | 72160.46 | Active | UNM - Sandoval Regional Medical Center
SRMC 000636 | 1231054 | 21015 | Emergency Department | PELSTAR LLC | 522KL | 522KL | SCALES/ INFANT |  |  | 5220001469 | 2017-01-19 | 2018-01-15 |  | USD |  | Active | UNM - Sandoval Regional Medical Center
CAP9361 | 1231456 | 12120 | Medical/Cardiac ICU | JOERNS HEALTHCARE INC | ARISE | 1000 | MATTRESS SYSTEMS/ LOW-AIR-LOSS |  |  | CU400-17683 | 2012-08-21 | 2012-08-15 |  | USD |  | Active | UNM - Sandoval Regional Medical Center
| 1230965 | 32025 | Family Practice Clinic | GOODWIN MANUFACTURING INC | MEDICHOICE 1196-41 | 1196-41 | LIGHTS/ EXAMINATION |  |  | N/A | 2012-08-20 | 2012-08-15 |  | USD |  | Active | UNM - Sandoval Regional Medical Center
| 1230966 | 32025 | Family Practice Clinic | GOODWIN MANUFACTURING INC | MEDICHOICE 1196-41 | 1196-41 | LIGHTS/ EXAMINATION |  |  | N/A | 2012-08-20 | 2012-08-15 |  | USD |  | Active | UNM - Sandoval Regional Medical Center
| 1230967 | 32025 | Family Practice Clinic | GOODWIN MANUFACTURING INC | MEDICHOICE 1196-41 | 1196-41 | LIGHTS/ EXAMINATION |  |  | N/A | 2012-08-20 | 2012-08-15 |  | USD |  | Active | UNM - Sandoval Regional Medical Center
| 1230968 | 32025 | Family Practice Clinic | GOODWIN MANUFACTURING INC | MEDICHOICE 1196-41 | 1196-41 | LIGHTS/ EXAMINATION |  |  | N/A | 2012-08-28 | 2012-08-15 |  | USD |  | Active | UNM - Sandoval Regional Medical Center
| 1230969 | 32025 | Family Practice Clinic | GOODWIN MANUFACTURING INC | MEDICHOICE 1196-41 | 1196-41 | LIGHTS/ EXAMINATION |  |  | N/A | 2012-08-20 | 2012-08-15 |  | USD |  | Active | UNM - Sandoval Regional Medical Center
| 1230970 | 32025 | Family Practice Clinic | GOODWIN MANUFACTURING INC | MEDICHOICE 1196-41 | 1196-41 | LIGHTS/ EXAMINATION |  |  | N/A | 2012-08-20 | 2012-08-15 |  | USD |  | Active | UNM - Sandoval Regional Medical Center
| 1230858 | 34520 | Ortho/Surgery Clinic | GOODWIN MANUFACTURING INC | MEDICHOICE 1196-41 | 1196-41 | LIGHTS/ EXAMINATION |  |  | N/A | 2012-08-21 | 2012-08-15 |  | USD |  | Active | UNM - Sandoval Regional Medical Center
| 1231018 | 32025 | Family Practice Clinic | GOODWIN MANUFACTURING INC | MEDICHOICE 1196-41 | 1196-41 | LIGHTS/ EXAMINATION |  |  | N/A | 2012-08-20 | 2012-08-15 |  | USD |  | Active | UNM - Sandoval Regional Medical Center
| 1230984 | 34000 | Medical Specialties | GOODWIN MANUFACTURING INC | MEDICHOICE 1196-41 | 1196-41 | LIGHTS/ EXAMINATION |  |  | N/A | 2012-08-27 | 2012-08-15 |  | USD |  | Active | UNM - Sandoval Regional Medical Center
| 1231017 | 32025 | Family Practice Clinic | GOODWIN MANUFACTURING INC | MEDICHOICE 1196-41 | 1196-41 | LIGHTS/ EXAMINATION |  |  | N/A | 2012-08-20 | 2012-08-15 |  | USD |  | Active | UNM - Sandoval Regional Medical Center
| 1230971 | 32025 | Family Practice Clinic | GOODWIN MANUFACTURING INC | MEDICHOICE 1196-41 | 1196-41 | LIGHTS/ EXAMINATION |  |  | N/A | 2012-08-20 | 2012-08-15 |  | USD |  | Active | UNM - Sandoval Regional Medical Center
| 1230972 | 32025 | Family Practice Clinic | GOODWIN MANUFACTURING INC | MEDICHOICE 1196-41 | 1196-41 | LIGHTS/ EXAMINATION |  |  | N/A | 2012-08-20 | 2012-08-15 |  | USD |  | Active | UNM - Sandoval Regional Medical Center
| 1230973 | 32025 | Family Practice Clinic | GOODWIN MANUFACTURING INC | MEDICHOICE 1196-41 | 1196-41 | LIGHTS/ EXAMINATION |  |  | N/A | 2012-08-20 | 2012-08-15 |  | USD |  | Active | UNM - Sandoval Regional Medical Center
| 1230974 | 32025 | Family Practice Clinic | GOODWIN MANUFACTURING INC | MEDICHOICE 1196-41 | 1196-41 | LIGHTS/ EXAMINATION |  |  | N/A | 2012-08-20 | 2012-08-15 |  | USD |  | Active | UNM - Sandoval Regional Medical Center
| 1230975 | 34225 | ENT Specialty Clinic | GOODWIN MANUFACTURING INC | MEDICHOICE 1196-41 | 1196-41 | LIGHTS/ EXAMINATION |  |  | N/A | 2012-08-20 | 2012-08-15 |  | USD |  | Active | UNM - Sandoval Regional Medical Center
| 1230976 | 34225 | ENT Specialty Clinic | GOODWIN MANUFACTURING INC | MEDICHOICE 1196-41 | 1196-41 | LIGHTS/ EXAMINATION |  |  | N/A | 2012-08-20 | 2012-08-15 |  | USD |  | Active | UNM - Sandoval Regional Medical Center
| 1230977 | 34000 | Medical Specialties | GOODWIN MANUFACTURING INC | MEDICHOICE 1196-41 | 1196-41 | LIGHTS/ EXAMINATION |  |  | N/A | 2012-08-27 | 2012-08-15 |  | USD |  | Active | UNM - Sandoval Regional Medical Center
| 1230978 | 34000 | Medical Specialties | GOODWIN MANUFACTURING INC | MEDICHOICE 1196-41 | 1196-41 | LIGHTS/ EXAMINATION |  |  | N/A | 2012-08-27 | 2012-08-15 |  | USD |  | Active | UNM - Sandoval Regional Medical Center
| 1230979 | 34000 | Medical Specialties | GOODWIN MANUFACTURING INC | MEDICHOICE 1196-41 | 1196-41 | LIGHTS/ EXAMINATION |  |  | N/A | 2012-08-27 | 2012-08-15 |  | USD |  | Active | UNM - Sandoval Regional Medical Center
| 1230980 | 34000 | Medical Specialties | GOODWIN MANUFACTURING INC | MEDICHOICE 1196-41 | 1196-41 | LIGHTS/ EXAMINATION |  |  | N/A | 2012-08-27 | 2012-08-15 |  | USD |  | Active | UNM - Sandoval Regional Medical Center
| 1230981 | 34000 | Medical Specialties | GOODWIN MANUFACTURING INC | MEDICHOICE 1196-41 | 1196-41 | LIGHTS/ EXAMINATION |  |  | N/A | 2012-08-27 | 2012-08-15 |  | USD |  | Active | UNM - Sandoval Regional Medical Center
| 1230982 | 34000 | Medical Specialties | GOODWIN MANUFACTURING INC | MEDICHOICE 1196-41 | 1196-41 | LIGHTS/ EXAMINATION |  |  | N/A | 2012-08-26 | 2012-08-15 |  | USD |  | Active | UNM - Sandoval Regional Medical Center
| 1230983 | 34000 | Medical Specialties | GOODWIN MANUFACTURING INC | MEDICHOICE 1196-41 | 1196-41 | LIGHTS/ EXAMINATION |  |  | N/A | 2012-08-20 | 2012-08-15 |  | USD |  | Active | UNM - Sandoval Regional Medical Center
| 1230856 | 34520 | Ortho/Surgery Clinic | GOODWIN MANUFACTURING INC | MEDICHOICE 1196-41 | 1196-41 | LIGHTS/ EXAMINATION |  |  | N/A | 2012-08-21 | 2012-08-15 |  | USD |  | Active | UNM - Sandoval Regional Medical Center
| 1230857 | 34520 | Ortho/Surgery Clinic | GOODWIN MANUFACTURING INC | MEDICHOICE 1196-41 | 1196-41 | LIGHTS/ EXAMINATION |  |  | N/A | 2012-08-21 | 2012-08-15 |  | USD |  | Active | UNM - Sandoval Regional Medical Center
| 1230859 | 34520 | Ortho/Surgery Clinic | GOODWIN MANUFACTURING INC | MEDICHOICE 1196-41 | 1196-41 | LIGHTS/ EXAMINATION |  |  | N/A | 2012-08-21 | 2012-08-15 |  | USD |  | Active | UNM - Sandoval Regional Medical Center
| 1230862 | 34520 | Ortho/Surgery Clinic | GOODWIN MANUFACTURING INC | MEDICHOICE 1196-41 | 1196-41 | LIGHTS/ EXAMINATION |  |  | N/A | 2012-08-21 | 2012-08-15 |  | USD |  | Active | UNM - Sandoval Regional Medical Center
| 1230864 | 34520 | Ortho/Surgery Clinic | GOODWIN MANUFACTURING INC | MEDICHOICE 1196-41 | 1196-41 | LIGHTS/ EXAMINATION |  |  | N/A | 2012-08-21 | 2012-08-15 |  | USD |  | Active | UNM - Sandoval Regional Medical Center
| 1230860 | 34520 | Ortho/Surgery Clinic | GOODWIN MANUFACTURING INC | MEDICHOICE 1196-41 | 1196-41 | LIGHTS/ EXAMINATION |  |  | N/A | 2012-08-21 | 2012-08-15 |  | USD |  | Active | UNM - Sandoval Regional Medical Center
| 1230861 | 34520 | Ortho/Surgery Clinic | GOODWIN MANUFACTURING INC | MEDICHOICE 1196-41 | 1196-41 | LIGHTS/ EXAMINATION |  |  | N/A | 2012-09-19 | 2012-08-15 |  | USD |  | Active | UNM - Sandoval Regional Medical Center
| 1230863 | 34520 | Ortho/Surgery Clinic | GOODWIN MANUFACTURING INC | MEDICHOICE 1196-41 | 1196-41 | LIGHTS/ EXAMINATION |  |  | N/A | 2012-08-21 | 2012-08-15 |  | USD |  | Active | UNM - Sandoval Regional Medical Center
CAP8788 | 1230866 | 34237 | Uro/Gyn Clinic | GOODWIN MANUFACTURING INC | MEDICHOICE 1196-41 | 1196-41 | LIGHTS/ EXAMINATION | 20120127 |  | N/A | 2012-08-21 | 2012-08-15 |  | USD | 15525.18 | Active | UNM - Sandoval Regional Medical Center
| 1230867 | 34237 | Uro/Gyn Clinic | GOODWIN MANUFACTURING INC | MEDICHOICE 1196-41 | 1196-41 | LIGHTS/ EXAMINATION |  |  | N/A | 2012-08-21 | 2012-08-15 |  | USD |  | Active | UNM - Sandoval Regional Medical Center
| 1230868 | 34237 | Uro/Gyn Clinic | GOODWIN MANUFACTURING INC | MEDICHOICE 1196-41 | 1196-41 | LIGHTS/ EXAMINATION |  |  | N/A | 2012-08-21 | 2012-08-15 |  | USD |  | Active | UNM - Sandoval Regional Medical Center
| 1230869 | 34237 | Uro/Gyn Clinic | GOODWIN MANUFACTURING INC | MEDICHOICE 1196-41 | 1196-41 | LIGHTS/ EXAMINATION |  |  | N/A | 2012-08-20 | 2012-08-15 |  | USD |  | Active | UNM - Sandoval Regional Medical Center
| 1230871 | 34237 | Uro/Gyn Clinic | GOODWIN MANUFACTURING INC | MEDICHOICE 1196-41 | 1196-41 | LIGHTS/ EXAMINATION |  |  | N/A | 2012-08-21 | 2012-08-15 |  | USD |  | Active | UNM - Sandoval Regional Medical Center
| 1231014 | 34520 | Ortho/Surgery Clinic | GOODWIN MANUFACTURING INC | MEDICHOICE 1196-41 | 1196-41 | LIGHTS/ EXAMINATION |  |  | N/A | 2012-08-21 | 2012-08-15 |  | USD |  | Active | UNM - Sandoval Regional Medical Center
SRMC 000353 | 1262268 | 76010 | Rehabilitation Services | DPE MEDICAL LTD. | DYNAMIC STAIR TRAINER 8000 | DST-8000 | EXERCISE STAIRS | 20123318 |  | U2011/04-10 | 2012-08-21 | 2012-08-15 |  | USD | 9149 | Active | UNM - Sandoval Regional Medical Center
CAP7170 | 1231019 | 76010 | Rehabilitation Services | CLINTON INDUSTRIES | 80350 | 80350 | TABLES/ EXAMINATION/TREATMENT | 20120158 |  | CL-2901 | 2012-08-21 | 2012-08-15 |  | USD | 2205.09 | Active | UNM - Sandoval Regional Medical Center
CAP7178 | 1231020 | 76010 | Rehabilitation Services | CLINTON INDUSTRIES | 80350 | 80350 | TABLES/ EXAMINATION/TREATMENT | 20120158 |  | CL-2896 | 2012-08-21 | 2012-08-15 |  | USD | 2205.09 | Active | UNM - Sandoval Regional Medical Center
CAP7179 | 1231021 | 76010 | Rehabilitation Services | CLINTON INDUSTRIES | 80350 | 80350 | TABLES/ EXAMINATION/TREATMENT | 20120158 |  | CL-2902 | 2012-08-21 | 2012-08-15 |  | USD | 2205.09 | Active | UNM - Sandoval Regional Medical Center
CAP7756 | 1230872 | 34237 | Uro/Gyn Clinic | CLINTON INDUSTRIES | 81360 | 81360 | TABLES/ EXAMINATION/TREATMENT |  |  | CL-2924 | 2012-08-21 | 2012-08-15 |  | USD |  | Active | UNM - Sandoval Regional Medical Center
SRMC 000522 | 1262501 | 34237 | Uro/Gyn Clinic | LEISEGANG MEDICAL INC | 1DL-LED | 1DL-LED | COLPOSCOPES | 20122049 |  | 12-041021 | 2012-08-21 | 2012-08-15 |  | USD | 7036.18 | Active | UNM - Sandoval Regional Medical Center
SRMC 000134 | 1230874 | 34237 | Uro/Gyn Clinic | LABORIE MEDICAL TECHNOLOGIES CORP | UROSTYM | UROSTYM | BIOFEEDBACK SYSTEMS | 20120099 |  | URS12031865 | 2016-09-20 | 2017-09-15 |  | USD | 16270 | Active | UNM - Sandoval Regional Medical Center
SRMC 000131 | 1230873 | 34237 | Uro/Gyn Clinic | STILLE-SONESTA INC | SONESTA 6300 | SONESTA 6300 | TABLES/ EXAMINATION/TREATMENT | 20120099 |  | 12-11446 | 2012-08-20 | 2012-08-15 |  | USD | 8983 | Active | UNM - Sandoval Regional Medical Center
NA | 1005125 | 95700 | Clinical Engineering | TSI INC | 4088 D | 4088 D | TESTERS/ PNEUMATIC | PHILIPS |  | 4088-0906-011 | 2016-07-05 | 2017-07-15 |  | USD |  | Active | UNM - Sandoval Regional Medical Center
CAP9373 | 1230996 | 76010 | Rehabilitation Services | DETECTO SCALE COMPANY | DETECTO | DETECTO | SCALES/ PATIENT/ PLATFORM/ MECHANICAL |  |  | E21212-0250 | 2015-10-05 | 2015-09-15 |  | USD |  | Active | UNM - Sandoval Regional Medical Center
SRMC 000003 | 1231006 | 12220 | Med/Surg Subacute | DPE MEDICAL LTD. | DYNAMIC STAIR TRAINER 8000 | DST-8000 | EXERCISE STAIRS | 20120203 |  | 2012-05-20 | 2012-09-07 | 2012-08-15 |  | USD | 9749 | Active | UNM - Sandoval Regional Medical Center
| 1230997 | 75000 | Radiology - General | PARKER LABORATORIES INC | THERMASONIC | THERMASONIC | WARMING UNITS/ GEL |  |  | 02123L15949T | 2012-08-06 | 2012-08-15 |  | USD |  | Active | UNM - Sandoval Regional Medical Center
| 1230998 | 75000 | Radiology - General | PARKER LABORATORIES INC | THERMASONIC | THERMASONIC | WARMING UNITS/ GEL |  |  | 02123L15967T | 2012-08-06 | 2012-08-15 |  | USD |  | Active | UNM - Sandoval Regional Medical Center
| 1231000 | 75000 | Radiology - General | PARKER LABORATORIES INC | ULTRA WARMER | ULTRA WARMER | WARMING UNITS/ GEL |  |  | N/A | 2012-08-06 | 2012-08-15 |  | USD |  | Active | UNM - Sandoval Regional Medical Center
CAP9711 | 1231457 | 12120 | Medical/Cardiac ICU | JOERNS HEALTHCARE INC | ARISE | 1000 | MATTRESS SYSTEMS/ LOW-AIR-LOSS |  |  | CU400-17686 | 2012-09-19 | 2012-08-15 |  | USD |  | Active | UNM - Sandoval Regional Medical Center
SRMC 000703 | 1230829 | 15000 | Operating Room | OSI SYSTEMS INC | 5803 | 5803 | TABLES/ EXAMINATION/TREATMENT/ORTHOPEDIC/TRACTION | F20123003 |  | 8426 | 2017-02-06 | 2018-02-15 |  | USD | 93913.11 | Active | UNM - Sandoval Regional Medical Center
SRMC 000638 | 1262680 | 12220 | Med/Surg Subacute | ARJO HOSPITAL EQUIPMENT INC | MAXI 500 (KM560181) | MAXI 500 (KM560181) | SCALES/ LIFT | 20120043 |  | KM56-13076 | 2017-01-24 | 2018-01-15 |  | USD | 4670.76 | Active | UNM - Sandoval Regional Medical Center
SMRC 000827 | 1231454 | 12220 | Med/Surg Subacute | ARJO HOSPITAL EQUIPMENT INC | MAXI 500 (KM560181) | MAXI 500 (KM560181) | SCALES/ LIFT | 20120043 |  | KM56-12731 | 2017-02-27 | 2018-03-15 |  | USD | 4670.76 | Active | UNM - Sandoval Regional Medical Center
CAP7689 | 1230870 | 34237 | Uro/Gyn Clinic | CLINTON INDUSTRIES | 81360 | 81360 | TABLES/ EXAMINATION/TREATMENT | 20122043 |  | CL-2923 | 2015-10-07 | 2012-08-15 |  | USD | 3527.65 | Active | UNM - Sandoval Regional Medical Center
CAP9656 | 1262660 | 15000 | Operating Room | KOVEN TECHNOLOGY INC | MINIDOPPLER ES-100X | MINIDOPPLER ES-100X | BLOOD-FLOW DETECTORS/ ULTRASONIC |  |  | R12050013 | 2012-09-07 | 2015-06-15 |  | USD |  | Reactivated | UNM - Sandoval Regional Medical Center
SRMC 000747 | 1231024 | 15000 | Operating Room | STRYKER CORP | PNEUMO SURE XL | 0620.040.610 | INSUFFLATORS | 20120029 |  | 1206CE084 | 2017-02-06 | 2018-02-15 |  | USD | 72160.46 | Active | UNM - Sandoval Regional Medical Center
SRMC 001074 | 1230894 | 15000 | Operating Room | STRYKER CORP | SWITCHPOINT INFINITY 3 | 0678001000 | ROUTER/ SWITCH/ HUB |  |  | 12F002808 | 2012-08-23 | 2012-07-15 |  | USD |  | Active | UNM - Sandoval Regional Medical Center
SRMC 001098 | 1230889 | 15000 | Operating Room | STRYKER CORP | SWITCHPOINT INFINITY 3 | 0678001000 | ROUTER/ SWITCH/ HUB |  |  | 12F002828 | 2012-08-23 | 2012-07-15 |  | USD |  | Active | UNM - Sandoval Regional Medical Center
SRMC 001065 | 1230898 | 15000 | Operating Room | STRYKER CORP | SWITCHPOINT INFINITY 3 | 0678001000 | ROUTER/ SWITCH/ HUB |  |  | 12F002858 | 2012-08-23 | 2012-08-15 |  | USD |  | Active | UNM - Sandoval Regional Medical Center
SRMC 001090 | 1230903 | 15000 | Operating Room | STRYKER CORP | SWITCHPOINT INFINITY 3 | 0678001000 | ROUTER/ SWITCH/ HUB |  |  | 12F002848 | 2012-08-23 | 2012-08-15 |  | USD |  | Active | UNM - Sandoval Regional Medical Center
SRMC 000516 | 1231470 | 75070 | Radiology - Bone Densitometry | HOLOGIC INC | SAHARA | SAHARA | DENSITOMETERS/ BONE/ X-RAY |  |  | 05881 | 2017-01-05 | 2018-01-15 |  | USD |  | Active | UNM - Sandoval Regional Medical Center
SRMC 000274 | 1231469 | 75050 | Radiology - Ultrasound | HERITAGE MEDICAL PRODUCTS | SonoBed Power Exam | Sono 1T | TABLES/ EXAMINATION/TREATMENT | F20123117 |  | 1806 | 2012-08-21 | 2012-07-15 |  | USD | 6155 | Active | UNM - Sandoval Regional Medical Center
| 1262583 | 21015 | Emergency Department | HILL-ROM INC | 767 | 767 | OPHTHALMOSCOPE/OTOSCOPES |  |  | N/A | 2012-08-29 | 2012-08-15 |  | USD |  | Active | UNM - Sandoval Regional Medical Center
SRMC 000307 | 1231097 | 12220 | Med/Surg Subacute | STRYKER CORP | PRIME SERIES 1115 | PRIME SERIES 1115 | STRETCHERS/ MOBILE/ HOSPITAL/ PATIENT TRANSFER | 20120029 |  | 1205034249 | 2012-09-07 | 2013-09-15 |  | USD | 5233.41 | Active | UNM - Sandoval Regional Medical Center
| 1231045 | 15000 | Operating Room | STRYKER CORP | FLYTE | 0408-655-000 | BATTERY CHARGERS |  |  | 1206710603 | 2012-09-19 | 2012-09-15 |  | USD |  | Active | UNM - Sandoval Regional Medical Center
CAP9257 | 1231044 | 15040 | PACU | KOVEN TECHNOLOGY INC | MINI-DOPPLER | ES-100X | FLOWMETERS/ BLOOD |  |  | R12050012 | 2012-09-19 | 2012-09-15 |  | USD |  | Active | UNM - Sandoval Regional Medical Center
SRMC 000341 | 1230572 | 21015 | Emergency Department | PHILIPS HEALTHCARE | INTELLIVUE MP30 | M8002A | MONITORING SYSTEMS/ PHYSIOLOGIC | 20110040 |  | DE728A4120 | 2017-01-19 | 2018-01-15 |  | USD | 5947.51 | Active | UNM - Sandoval Regional Medical Center
| 1231002 | 75000 | Radiology - General | GOODWIN MANUFACTURING INC | MEDICHOICE 1196-41 | 1196-41 | LIGHTS/ EXAMINATION |  |  | NSN | 2012-09-19 | 2012-09-15 |  | USD |  | Active | UNM - Sandoval Regional Medical Center
SRMC 001522 | 1231049 | 75000 | Radiology - General | HELMER LABS INC | HORIZON SERIES (HLR105) | HORIZON SERIES (HLR105) | REFRIGERATORS/ LABORATORY | 20120042 |  | 1007048 | 2017-01-17 | 2018-01-15 |  | USD | 2096.74 | Active | UNM - Sandoval Regional Medical Center
CAP7762 | 1231100 | 34000 | Medical Specialties | PHILIPS HEALTHCARE | SURESIGNS VS4 | SURESIGNS VS4 | MONITORING SYSTEMS/ PHYSIOLOGIC | 20120096 |  | US23201017 | 2016-09-01 | 2017-09-15 |  | USD | 3701.18 | Active | UNM - Sandoval Regional Medical Center
CAP7791 | 1231102 | 34520 | Ortho/Surgery Clinic | PHILIPS HEALTHCARE | SURESIGNS VS4 | SURESIGNS VS4 | MONITORING SYSTEMS/ PHYSIOLOGIC | 20120096 |  | US23201020 | 2016-09-08 | 2017-09-15 |  | USD | 3701.18 | Active | UNM - Sandoval Regional Medical Center
SRMC 000618 | 1231103 | 21015 | Emergency Department | PHILIPS HEALTHCARE | SURESIGNS VS4 | SURESIGNS VS4 | MONITORING SYSTEMS/ PHYSIOLOGIC | 20120096 |  | US23201014 | 2017-01-18 | 2018-01-15 |  | USD | 3701.18 | Active | UNM - Sandoval Regional Medical Center
SRMC 000627 | 1231115 | 21015 | Emergency Department | PHILIPS HEALTHCARE | SURESIGNS VS4 | SURESIGNS VS4 | MONITORING SYSTEMS/ PHYSIOLOGIC | 20120096 |  | US23201026 | 2017-01-19 | 2018-01-15 |  | USD | 3701.19 | Active | UNM - Sandoval Regional Medical Center
SRMC 000620 | 1231116 | 21015 | Emergency Department | PHILIPS HEALTHCARE | SURESIGNS VS4 | SURESIGNS VS4 | MONITORING SYSTEMS/ PHYSIOLOGIC | 20120096 |  | US23201018 | 2017-01-23 | 2018-01-15 |  | USD | 3701.18 | Active | UNM - Sandoval Regional Medical Center
CAP6512 | 1231117 | 32025 | Family Practice Clinic | PHILIPS HEALTHCARE | SURESIGNS VS4 | SURESIGNS VS4 | MONITORING SYSTEMS/ PHYSIOLOGIC | 20120096 |  | US23201019 | 2016-09-09 | 2017-09-15 |  | USD | 3701.18 | Active | UNM - Sandoval Regional Medical Center
SRMC 000606 | 1231118 | 75055 | Radiology - Mammography | PHILIPS HEALTHCARE | SURESIGNS VS4 | SURESIGNS VS4 | MONITORING SYSTEMS/ PHYSIOLOGIC | 20120096 |  | US23201023 | 2017-01-05 | 2018-01-15 |  | USD | 3701.18 | Active | UNM - Sandoval Regional Medical Center
CAP7559 | 1231119 | 34237 | Uro/Gyn Clinic | PHILIPS HEALTHCARE | SURESIGNS VS4 | SURESIGNS VS4 | MONITORING SYSTEMS/ PHYSIOLOGIC | 20120096 |  | US23201009 | 2016-09-22 | 2017-09-15 |  | USD | 3701.18 | Active | UNM - Sandoval Regional Medical Center
CAP7765 | 1231120 | 34025 | Cardiology Clinic | PHILIPS HEALTHCARE | SURESIGNS VS4 | SURESIGNS VS4 | MONITORING SYSTEMS/ PHYSIOLOGIC | 20120096 |  | US23201022 | 2017-04-26 | 2018-04-15 |  | USD | 3701.18 | Active | UNM - Sandoval Regional Medical Center
CAP6519 | 1231121 | 32025 | Family Practice Clinic | PHILIPS HEALTHCARE | SURESIGNS VS4 | SURESIGNS VS4 | MONITORING SYSTEMS/ PHYSIOLOGIC | 20120096 |  | US23201011 | 2016-09-01 | 2017-09-15 |  | USD | 3701.18 | Active | UNM - Sandoval Regional Medical Center
SRMC 001659 | 1231122 | 12220 | Med/Surg Subacute | PHILIPS HEALTHCARE | SURESIGNS VS4 | SURESIGNS VS4 | MONITORING SYSTEMS/ PHYSIOLOGIC | 20120096 |  | US23201025 | 2017-03-22 | 2018-03-15 |  | USD | 3701.19 | Active | UNM - Sandoval Regional Medical Center
SRMC 001687 | 1231123 | 12220 | Med/Surg Subacute | PHILIPS HEALTHCARE | SURESIGNS VS4 | SURESIGNS VS4 | MONITORING SYSTEMS/ PHYSIOLOGIC | 20120096 |  | US23201010 | 2017-03-06 | 2018-03-15 |  | USD | 3701.18 | Active | UNM - Sandoval Regional Medical Center
CAP6511 | 1231086 | 32025 | Family Practice Clinic | PHILIPS HEALTHCARE | SURESIGNS VS4 | SURESIGNS VS4 | MONITORING SYSTEMS/ PHYSIOLOGIC | 20120096 |  | US23201016 | 2016-09-02 | 2017-09-15 |  | USD | 3701.18 | Active | UNM - Sandoval Regional Medical Center
CAP6622 | 1231033 | 32025 | Family Practice Clinic | PHILIPS HEALTHCARE | SURESIGNS VS4 | SURESIGNS VS4 | MONITORING SYSTEMS/ PHYSIOLOGIC | 20120096 |  | US23201021 | 2016-09-08 | 2017-09-15 |  | USD | 3701.18 | Active | UNM - Sandoval Regional Medical Center
CAP6640 | 1231084 | 34000 | Medical Specialties | PHILIPS HEALTHCARE | SURESIGNS VS4 | SURESIGNS VS4 | MONITORING SYSTEMS/ PHYSIOLOGIC | 20120096 |  | US23201013 | 2016-09-26 | 2017-09-15 |  | USD | 3701.18 | Active | UNM - Sandoval Regional Medical Center
CAP7795 | 1231085 | 34520 | Ortho/Surgery Clinic | PHILIPS HEALTHCARE | SURESIGNS VS4 | SURESIGNS VS4 | MONITORING SYSTEMS/ PHYSIOLOGIC | 20120096 |  | US23201012 | 2016-09-02 | 2017-09-15 |  | USD | 3701.18 | Active | UNM - Sandoval Regional Medical Center
SRMC 000615 | 1231087 | 12220 | Med/Surg Subacute | PHILIPS HEALTHCARE | SURESIGNS VS4 | SURESIGNS VS4 | MONITORING SYSTEMS/ PHYSIOLOGIC | 20120096 |  | US23201029 | 2017-04-10 | 2018-03-15 |  | USD | 3701.19 | Active | UNM - Sandoval Regional Medical Center
CAP7560 | 1231088 | 34237 | Uro/Gyn Clinic | PHILIPS HEALTHCARE | SURESIGNS VS4 | SURESIGNS VS4 | MONITORING SYSTEMS/ PHYSIOLOGIC | 20120096 |  | US23201028 | 2016-09-14 | 2017-09-15 |  | USD | 3701.19 | Active | UNM - Sandoval Regional Medical Center
CAP6638 | 1231089 | 34000 | Medical Specialties | PHILIPS HEALTHCARE | SURESIGNS VS4 | SURESIGNS VS4 | MONITORING SYSTEMS/ PHYSIOLOGIC | 20120096 |  | US23201024 | 2016-09-14 | 2017-09-15 |  | USD | 3701.18 | Active | UNM - Sandoval Regional Medical Center
CAP6641 | 1231090 | 34000 | Medical Specialties | PHILIPS HEALTHCARE | SURESIGNS VS4 | SURESIGNS VS4 | MONITORING SYSTEMS/ PHYSIOLOGIC | 20120096 |  | US23201031 | 2016-09-07 | 2017-09-15 |  | USD | 3701.19 | Active | UNM - Sandoval Regional Medical Center
CAP6521 | 1231091 | 32025 | Family Practice Clinic | PHILIPS HEALTHCARE | SURESIGNS VS4 | SURESIGNS VS4 | MONITORING SYSTEMS/ PHYSIOLOGIC | 20120096 |  | US23201032 | 2016-09-07 | 2017-09-15 |  | USD | 3701.19 | Active | UNM - Sandoval Regional Medical Center
CAP6639 | 1231092 | 34000 | Medical Specialties | PHILIPS HEALTHCARE | SURESIGNS VS4 | SURESIGNS VS4 | MONITORING SYSTEMS/ PHYSIOLOGIC | 20120096 |  | US23201030 | 2016-09-29 | 2017-09-15 |  | USD | 3701.19 | Active | UNM - Sandoval Regional Medical Center
CAP6623 | 1231442 | 34225 | ENT Specialty Clinic | PHILIPS HEALTHCARE | SURESIGNS VS4 | SURESIGNS VS4 | MONITORING SYSTEMS/ PHYSIOLOGIC | 20120096 |  | US23201027 | 2016-09-22 | 2017-09-15 |  | USD | 3701.19 | Active | UNM - Sandoval Regional Medical Center
SRMC 000557 | 1231443 | 34520 | Ortho/Surgery Clinic | PHILIPS HEALTHCARE | SURESIGNS VS4 | SURESIGNS VS4 | MONITORING SYSTEMS/ PHYSIOLOGIC | 20120096 |  | US23201015 | 2016-09-14 | 2017-09-15 |  | USD | 3701.18 | Active | UNM - Sandoval Regional Medical Center
SRMC 000271 | 1231079 | 12220 | Med/Surg Subacute | STRYKER CORP | PRIME SERIES 1115 | PRIME SERIES 1115 | STRETCHERS/ MOBILE/ HOSPITAL/ PATIENT TRANSFER | 20120029 |  | 1205034201 | 2012-09-21 | 2012-09-15 |  | USD | 5233.41 | Active | UNM - Sandoval Regional Medical Center
SRMC 000305 | 1231081 | 15040 | PACU | STRYKER CORP | PRIME SERIES 1115 | PRIME SERIES 1115 | STRETCHERS/ MOBILE/ HOSPITAL/ PATIENT TRANSFER | 20120029 |  | 1205034254 | 2012-09-22 | 2012-09-15 |  | USD | 5233.41 | Active | UNM - Sandoval Regional Medical Center
SRMC 000218 | 1262606 | 15040 | PACU | STRYKER CORP | PRIME SERIES 1115 | PRIME SERIES 1115 | STRETCHERS/ MOBILE/ HOSPITAL/ PATIENT TRANSFER | 20120029 |  | 1205034231 | 2012-09-22 | 2012-09-15 |  | USD | 5233.42 | Active | UNM - Sandoval Regional Medical Center
SRMC 001148 | 1231083 | 15040 | PACU | STRYKER CORP | PRIME SERIES 1115 | PRIME SERIES 1115 | STRETCHERS/ MOBILE/ HOSPITAL/ PATIENT TRANSFER | 20120029 |  | 1205034251 | 2012-09-22 | 2012-09-15 |  | USD | 5233.41 | Active | UNM - Sandoval Regional Medical Center
SRMC 001015 | 1262604 | 15040 | PACU | STRYKER CORP | PRIME SERIES 1115 | PRIME SERIES 1115 | STRETCHERS/ MOBILE/ HOSPITAL/ PATIENT TRANSFER | 20120029 |  | 1205034241 | 2012-09-22 | 2012-09-15 |  | USD | 5233.41 | Active | UNM - Sandoval Regional Medical Center
SRMC 000309 | 1262605 | 15040 | PACU | STRYKER CORP | PRIME SERIES 1115 | PRIME SERIES 1115 | STRETCHERS/ MOBILE/ HOSPITAL/ PATIENT TRANSFER | 20120029 |  | 1205034994 | 2012-09-22 | 2012-09-15 |  | USD | 5233.42 | Active | UNM - Sandoval Regional Medical Center
SRMC 000167 | 1262608 | 15040 | PACU | STRYKER CORP | PRIME SERIES 1115 | PRIME SERIES 1115 | STRETCHERS/ MOBILE/ HOSPITAL/ PATIENT TRANSFER |  |  | 1205034244 | 2012-09-22 | 2012-09-15 |  | USD |  | Active | UNM - Sandoval Regional Medical Center
SRMC 000502 | 1262609 | 15040 | PACU | STRYKER CORP | PRIME SERIES 1115 | PRIME SERIES 1115 | STRETCHERS/ MOBILE/ HOSPITAL/ PATIENT TRANSFER | 20120029 |  | 1205034262 | 2012-09-22 | 2012-09-15 |  | USD | 5233.41 | Active | UNM - Sandoval Regional Medical Center
SRMC 000313 | 1262612 | 15040 | PACU | STRYKER CORP | PRIME SERIES 1115 | PRIME SERIES 1115 | STRETCHERS/ MOBILE/ HOSPITAL/ PATIENT TRANSFER | 20120029 |  | 1205034246 | 2012-09-22 | 2012-09-15 |  | USD | 5233.41 | Active | UNM - Sandoval Regional Medical Center
SRMC 000242 | 1262610 | 15040 | PACU | STRYKER CORP | PRIME SERIES 1115 | PRIME SERIES 1115 | STRETCHERS/ MOBILE/ HOSPITAL/ PATIENT TRANSFER | 20120029 |  | 1205034256 | 2012-09-22 | 2012-09-15 |  | USD | 5233.42 | Active | UNM - Sandoval Regional Medical Center
SRMC 000875 | 1262629 | 15040 | PACU | STRYKER CORP | PRIME SERIES 1115 | PRIME SERIES 1115 | STRETCHERS/ MOBILE/ HOSPITAL/ PATIENT TRANSFER |  |  | 1205034233 | 2012-09-22 | 2012-09-15 |  | USD |  | Active | UNM - Sandoval Regional Medical Center
SRMC 000158 | 1262611 | 15040 | PACU | STRYKER CORP | PRIME SERIES 1115 | PRIME SERIES 1115 | STRETCHERS/ MOBILE/ HOSPITAL/ PATIENT TRANSFER | 20120029 |  | 1205034243 | 2012-09-22 | 2012-09-15 |  | USD | 5233.41 | Active | UNM - Sandoval Regional Medical Center
SRMC 000174 | 1262613 | 15040 | PACU | STRYKER CORP | PRIME SERIES 1115 | PRIME SERIES 1115 | STRETCHERS/ MOBILE/ HOSPITAL/ PATIENT TRANSFER | 20120029 |  | 1205034993 | 2012-09-22 | 2012-09-15 |  | USD | 5233.42 | Active | UNM - Sandoval Regional Medical Center
SRMC 000172 | 1262614 | 15040 | PACU | STRYKER CORP | PRIME SERIES 1115 | PRIME SERIES 1115 | STRETCHERS/ MOBILE/ HOSPITAL/ PATIENT TRANSFER | 20120029 |  | 1205034234 | 2012-09-22 | 2012-09-15 |  | USD | 5233.41 | Active | UNM - Sandoval Regional Medical Center
SRMC 000286 | 1262615 | 15040 | PACU | STRYKER CORP | PRIME SERIES 1115 | PRIME SERIES 1115 | STRETCHERS/ MOBILE/ HOSPITAL/ PATIENT TRANSFER | 20120029 |  | 1205034259 | 2012-09-22 | 2012-09-15 |  | USD | 5233.41 | Active | UNM - Sandoval Regional Medical Center
SRMC 000311 | 1262616 | 15040 | PACU | STRYKER CORP | PRIME SERIES 1115 | PRIME SERIES 1115 | STRETCHERS/ MOBILE/ HOSPITAL/ PATIENT TRANSFER | 20120029 |  | 1205034260 | 2012-09-22 | 2012-09-15 |  | USD | 5233.41 | Active | UNM - Sandoval Regional Medical Center
CAP9627 | 1262617 | 15040 | PACU | STRYKER CORP | PRIME SERIES 1115 | PRIME SERIES 1115 | STRETCHERS/ MOBILE/ HOSPITAL/ PATIENT TRANSFER |  |  | 1205034257 | 2012-09-22 | 2012-09-15 |  | USD |  | Active | UNM - Sandoval Regional Medical Center
SRMC 000284 | 1262618 | 15040 | PACU | STRYKER CORP | PRIME SERIES | 1105 | STRETCHERS/ MOBILE/ HOSPITAL/ PATIENT TRANSFER | 20120029 |  | 1205034991 | 2012-09-22 | 2012-09-15 |  | USD | 5233.41 | Active | UNM - Sandoval Regional Medical Center
SRMC 000303 | 1262619 | 15040 | PACU | STRYKER CORP | PRIME SERIES 1115 | PRIME SERIES 1115 | STRETCHERS/ MOBILE/ HOSPITAL/ PATIENT TRANSFER | 20120029 |  | 1205034255 | 2012-09-22 | 2012-09-15 |  | USD | 5233.41 | Active | UNM - Sandoval Regional Medical Center
SRMC 000333 | 1262620 | 15040 | PACU | STRYKER CORP | PRIME SERIES 1115 | PRIME SERIES 1115 | STRETCHERS/ MOBILE/ HOSPITAL/ PATIENT TRANSFER | 20120029 |  | 1205034992 | 2012-09-22 | 2012-09-15 |  | USD | 5233.41 | Active | UNM - Sandoval Regional Medical Center
SRMC 001149 | 1262621 | 15040 | PACU | STRYKER CORP | PRIME SERIES 1115 | PRIME SERIES 1115 | STRETCHERS/ MOBILE/ HOSPITAL/ PATIENT TRANSFER | 20120029 |  | 1205034235 | 2012-09-22 | 2012-09-15 |  | USD | 5233.42 | Active | UNM - Sandoval Regional Medical Center
CAP9626 | 1262622 | 15040 | PACU | STRYKER CORP | PRIME SERIES 1115 | PRIME SERIES 1115 | STRETCHERS/ MOBILE/ HOSPITAL/ PATIENT TRANSFER |  |  | 1205034261 | 2012-09-22 | 2012-09-15 |  | USD |  | Active | UNM - Sandoval Regional Medical Center
SRMC 000290 | 1262623 | 15040 | PACU | STRYKER CORP | PRIME SERIES 1115 | PRIME SERIES 1115 | STRETCHERS/ MOBILE/ HOSPITAL/ PATIENT TRANSFER | 20120029 |  | 1205034250 | 2012-09-22 | 2012-09-15 |  | USD | 5233.42 | Active | UNM - Sandoval Regional Medical Center
SRMC 000176 | 1262625 | 15040 | PACU | STRYKER CORP | PRIME SERIES 1115 | PRIME SERIES 1115 | STRETCHERS/ MOBILE/ HOSPITAL/ PATIENT TRANSFER | 20120029 |  | 1205034248 | 2012-09-22 | 2012-09-15 |  | USD | 5233.41 | Active | UNM - Sandoval Regional Medical Center
SRMC 000142 | 1262626 | 15040 | PACU | STRYKER CORP | PRIME SERIES 1115 | PRIME SERIES 1115 | STRETCHERS/ MOBILE/ HOSPITAL/ PATIENT TRANSFER | 20120029 |  | 1205034238 | 2012-09-22 | 2012-09-15 |  | USD | 5233.41 | Active | UNM - Sandoval Regional Medical Center
CAP9625 | 1262627 | 15040 | PACU | STRYKER CORP | PRIME SERIES 1115 | PRIME SERIES 1115 | STRETCHERS/ MOBILE/ HOSPITAL/ PATIENT TRANSFER |  |  | 1205034252 | 2012-09-22 | 2012-09-15 |  | USD |  | Active | UNM - Sandoval Regional Medical Center
SRMC 000320 | 1262628 | 15040 | PACU | STRYKER CORP | PRIME SERIES 1115 | PRIME SERIES 1115 | STRETCHERS/ MOBILE/ HOSPITAL/ PATIENT TRANSFER | 20120029 |  | 1205034264 | 2012-09-22 | 2012-09-15 |  | USD | 5233.41 | Active | UNM - Sandoval Regional Medical Center
SRMC 000160 | 1262631 | 15040 | PACU | STRYKER CORP | PRIME SERIES 1115 | PRIME SERIES 1115 | STRETCHERS/ MOBILE/ HOSPITAL/ PATIENT TRANSFER | 20120029 |  | 1205034236 | 2012-09-22 | 2012-09-15 |  | USD | 5233.41 | Active | UNM - Sandoval Regional Medical Center
SRMC 000141 | 1262630 | 15040 | PACU | STRYKER CORP | PRIME SERIES 1115 | PRIME SERIES 1115 | STRETCHERS/ MOBILE/ HOSPITAL/ PATIENT TRANSFER | 20120029 |  | 1205034232 | 2012-09-22 | 2012-09-15 |  | USD | 5233.41 | Active | UNM - Sandoval Regional Medical Center
SRMC 000255 | 1262632 | 15040 | PACU | STRYKER CORP | PRIME SERIES 1115 | PRIME SERIES 1115 | STRETCHERS/ MOBILE/ HOSPITAL/ PATIENT TRANSFER | 20120029 |  | 1205034253 | 2012-09-22 | 2012-09-15 |  | USD | 5233.41 | Active | UNM - Sandoval Regional Medical Center
SRMC 000217 | 1262633 | 15040 | PACU | STRYKER CORP | PRIME SERIES 1115 | PRIME SERIES 1115 | STRETCHERS/ MOBILE/ HOSPITAL/ PATIENT TRANSFER | 20120029 |  | 1205034263 | 2012-09-22 | 2012-09-15 |  | USD | 5233.41 | Active | UNM - Sandoval Regional Medical Center
SRMC 000874 | 1230551 | 15040 | PACU | STRYKER CORP | PRIME SERIES 1115 | PRIME SERIES 1115 | STRETCHERS/ MOBILE/ HOSPITAL/ PATIENT TRANSFER | 20120029 |  | 1205034242 | 2012-09-22 | 2012-09-15 |  | USD | 5233.41 | Active | UNM - Sandoval Regional Medical Center
SRMC 000448 | 1231042 | 75045 | Radiology - Nuclear Med | BIODEX MEDICAL SYSTEMS INC | ATOMLAB 950 | 530095 | THYROID UPTAKE SYSTEMS | 20120226 |  | 12050691 | 2017-01-24 | 2018-01-15 |  | USD | 12575 | Active | UNM - Sandoval Regional Medical Center
| 1231040 | 12220 | Med/Surg Subacute | PHILIPS HEALTHCARE | INTELLIVUE CL | 865220 | BATTERY CHARGERS |  |  | DE03802303 | 2012-09-27 | 2012-09-15 |  | USD |  | Active | UNM - Sandoval Regional Medical Center
| 1231041 | 12220 | Med/Surg Subacute | PHILIPS HEALTHCARE | INTELLIVUE CL | 865220 | BATTERY CHARGERS |  |  | DE03802297 | 2012-09-27 | 2012-09-15 |  | USD |  | Active | UNM - Sandoval Regional Medical Center
SRMC 000224 | 1231043 | 21015 | Emergency Department | GE HEALTHCARE | PANDA IRES | PANDA IRES | WARMING UNITS/ PATIENT/ RADIANT/ INFANT | 20123319 |  | HDJR57158 | 2017-01-23 | 2018-01-15 |  | USD | 24223.61 | Active | UNM - Sandoval Regional Medical Center
CAP9452 | 1262686 | 34237 | Uro/Gyn Clinic | OLYMPUS AMERICA INC | CX31 | CX31RBSFA | MICROSCOPES |  |  | 2G62604 | 2016-09-20 | 2017-09-15 |  | USD |  | Active | UNM - Sandoval Regional Medical Center
CAP9447 | 1231105 | 32025 | Family Practice Clinic | OLYMPUS AMERICA INC | CX31 | CX31RBSFA | MICROSCOPES |  |  | 2C31215 | 2016-09-15 | 2017-09-15 |  | USD |  | Active | UNM - Sandoval Regional Medical Center
CAP9462 | 1231050 | 76010 | Rehabilitation Services | SAMMONS PRESTON ROLYAN AN ABILITY ONE CO | JAMAR HAND DYNAMOMETER | JAMAR HAND DYNAMOMET | DYNAMOMETERS |  |  | 30312481 | 2016-09-13 | 2017-09-15 |  | USD |  | Active | UNM - Sandoval Regional Medical Center
CAP9466 | 1231051 | 76010 | Rehabilitation Services | SAMMONS PRESTON ROLYAN AN ABILITY ONE CO | JAMAR HAND DYNAMOMETER | JAMAR HAND DYNAMOMET | DYNAMOMETERS |  |  | 60312137 | 2016-09-13 | 2017-09-15 |  | USD |  | Active | UNM - Sandoval Regional Medical Center
CAP9696 | 1231053 | 76010 | Rehabilitation Services | SAMMONS PRESTON ROLYAN AN ABILITY ONE CO | JAMAR HAND DYNAMOMETER | JAMAR HAND DYNAMOMET | DYNAMOMETERS |  |  | PG-046039 | 2016-09-13 | 2017-09-15 |  | USD |  | Active | UNM - Sandoval Regional Medical Center
NA | 1262687 | 95700 | Clinical Engineering | SMITHS MEDICAL | DSTA-40 | DSTA-40 | THERMOMETERS/ ELECTRONIC | PHILIPS |  | S111A00150 | 2017-03-24 | 2018-03-15 |  | USD |  | Active | UNM - Sandoval Regional Medical Center
| 1262694 | 15000 | Operating Room | OLYMPUS AMERICA INC | EVIS PROCEDURES CART | EVIS PROCEDURES CART | CARTS |  |  | 21202389 | 2012-10-09 | 2012-10-15 |  | USD |  | Active | UNM - Sandoval Regional Medical Center
SRMC 000835 | 1230552 | 12220 | Med/Surg Subacute | HUMAN CARE HC AB | SINGEL 5100 HERKULES | 5100 | LIFTS/ PATIENT TRANSFER |  |  | 10-01-1162 | 2017-03-31 | 2018-03-15 |  | USD |  | Active | UNM - Sandoval Regional Medical Center
SMRC 000832 | 1231037 | 12220 | Med/Surg Subacute | HUMAN CARE HC AB | SINGEL 5100 HERKULES | 5100 | LIFTS/ PATIENT TRANSFER |  |  | 10-03-1197 | 2017-02-27 | 2018-03-15 |  | USD |  | Active | UNM - Sandoval Regional Medical Center
SMRC 000833 | 1230553 | 12220 | Med/Surg Subacute | HUMAN CARE HC AB | SINGEL 5100 HERKULES | 5100 | LIFTS/ PATIENT TRANSFER |  |  | 10-03-1196 | 2017-03-06 | 2018-03-15 |  | USD |  | Active | UNM - Sandoval Regional Medical Center
SMRC 000834 | 1231038 | 12220 | Med/Surg Subacute | HUMAN CARE HC AB | SINGEL 5100 HERKULES | 5100 | LIFTS/ PATIENT TRANSFER |  |  | 10-01-1165 | 2017-02-27 | 2018-03-15 |  | USD |  | Active | UNM - Sandoval Regional Medical Center
SMRC 000838 | 1231039 | 12220 | Med/Surg Subacute | HUMAN CARE HC AB | SINGEL 5100 HERKULES | 5100 | LIFTS/ PATIENT TRANSFER |  |  | 10-01-1218 | 2017-03-22 | 2018-03-15 |  | USD |  | Active | UNM - Sandoval Regional Medical Center
| 1231080 | 12220 | Med/Surg Subacute | HUMAN CARE HC AB | SINGEL 5100 HERKULES | 5100 | LIFTS/ PATIENT TRANSFER |  |  | 10-10-1214 | 2017-03-27 | 2018-03-15 |  | USD |  | Active | UNM - Sandoval Regional Medical Center
SRMC 000756 | 1262688 | 15000 | Operating Room | BERKELEY MEDEVICES INC | SYNEVAC (15) | SYSTEM 15 | ASPIRATORS |  |  | 6984 | 2017-02-21 | 2018-02-15 |  | USD |  | Active | UNM - Sandoval Regional Medical Center
SMRC 000705 | 1262689 | 15055 | Anesthesia | SMITHS MEDICAL | HOTLINE 3 (HL-390) | HL-390 | WARMING UNITS/ BLOOD/SOLUTION |  |  | S101A00939 | 2017-02-06 | 2018-02-15 |  | USD |  | Active | UNM - Sandoval Regional Medical Center
CAP8498 | 1262690 | 15000 | Operating Room | PHILIPS HEALTHCARE | M3012A | M3012A | MODULES/ BLOOD PRESSURE | 20110040 |  | DE83749681 | 2017-06-13 | 2018-06-15 |  | USD | 1201.43 | Active | UNM - Sandoval Regional Medical Center
| 1262691 | 15000 | Operating Room | OLYMPUS AMERICA INC | EVIS PROCEDURES CART | EVIS PROCEDURES CART | CARTS |  |  | 21121855 | 2012-11-06 | 2012-11-15 |  | USD |  | Active | UNM - Sandoval Regional Medical Center
SRMC 000604 | 1231108 | 15000 | Operating Room | SMITHS MEDICAL MD INC | H-1100 | H-1100 | WARMING UNITS/ BLOOD/SOLUTION (FLUID) |  |  | S105A00041 | 2017-07-20 | 2017-10-15 |  | USD |  | Reactivated | UNM - Sandoval Regional Medical Center
SRMC 000369 | 1262692 | 71510 | Pulmonary Services | BD | LTV-1200 | LTV-1200 | VENTILATORS | 400739 |  | E62906 | 2016-11-16 | 2017-11-15 |  | USD | 13420.8 | Reactivated | UNM - Sandoval Regional Medical Center
SRMC 000215 | 1262693 | 15000 | Operating Room | TRUMPH MEDICAL SYSTEMS INC | TITAN U | TITAN U | TABLES/ OPERATING | 20120145 |  | 101706749 | 2017-06-13 | 2017-12-15 |  | USD | 63010.77 | Active | UNM - Sandoval Regional Medical Center
SRMC 000031 | 1231109 | 12220 | Med/Surg Subacute | VERATHON INC | BLADDERSCAN (BVI-3000) | BLADDERSCAN (BVI-3000) | SCANNING SYSTEMS/ULTRASONIC/DIAGNOSTIC (BIOMED) |  |  | 075191145 | 2017-03-23 | 2018-03-15 |  | USD |  | Active | UNM - Sandoval Regional Medical Center
| 1262701 | 15000 | Operating Room | STRYKER CORP | WISE 26" HDTV | 0240030970 | MONITORS/ VIDEO |  |  | VHW262H0095 | 2012-11-15 | 2012-11-15 |  | USD |  | Active | UNM - Sandoval Regional Medical Center
| 1262700 | 15000 | Operating Room | STRYKER CORP | CORE MICRO DRILL | CORE MICRO DRILL | DRILLS/ BONE |  |  | 1226901093 | 2012-11-15 | 2012-11-15 |  | USD |  | Active | UNM - Sandoval Regional Medical Center
CAP9264 | 1262702 | 71510 | Pulmonary Services | FISHER & PAYKEL HEALTHCARE INC | MR850JHU | MR850JHU | HUMIDIFIERS/ HEATED |  |  | 120303135175 | 2017-04-17 | 2018-04-15 |  | USD |  | Active | UNM - Sandoval Regional Medical Center
| 1231110 | 15000 | Operating Room | OLYMPUS AMERICA INC | EVIS PROCEDURES CART | EVIS PROCEDURES CART | CARTS |  |  | 21215991 | 2012-11-29 | 2012-11-15 |  | USD |  | Active | UNM - Sandoval Regional Medical Center
SRMC 000145 | 1231112 | 15000 | Operating Room | OLYMPUS AMERICA INC | EVIS EXERA III CLV-190 | EVIS EXERA III CLV-190 | LIGHT SOURCES/ FIBEROPTIC | 400403 |  | 7223175 | 2016-10-01 | 2017-10-15 |  | USD | 42796.61 | Active | UNM - Sandoval Regional Medical Center
| 1262695 | 15000 | Operating Room | OLYMPUS AMERICA INC | OEV-261H | OEV-261H | MONITORS/ VIDEO |  |  | 7246393 | 2012-11-30 | 2012-11-15 |  | USD |  | Active | UNM - Sandoval Regional Medical Center
SRMC 000154 | 1231128 | 15000 | Operating Room | OLYMPUS AMERICA INC | EVIS EXERA III CLV-190 | EVIS EXERA III CLV-190 | LIGHT SOURCES/ FIBEROPTIC | 400403 |  | 7223586 | 2016-10-01 | 2017-10-15 |  | USD | 42145.26 | Active | UNM - Sandoval Regional Medical Center
SRMC 001027 | 1230656 | 15000 | Operating Room | OLYMPUS AMERICA INC | EVIS EXERA III CLV-190 | EVIS EXERA III CLV-190 | LIGHT SOURCES/ FIBEROPTIC | 400656 |  | 7223229 | 2016-10-02 | 2017-10-15 |  | USD | 90186.98 | Active | UNM - Sandoval Regional Medical Center
CAP9362 | 1230657 | 15000 | Operating Room | OLYMPUS AMERICA INC | OEP-5 | OEP-5 | PRINTERS/ VIDEO |  |  | A211610 | 2012-11-30 | 2012-11-15 |  | USD |  | Active | UNM - Sandoval Regional Medical Center
| 1230659 | 15000 | Operating Room | OLYMPUS AMERICA INC | OEV-261H | OEV-261H | MONITORS/ VIDEO |  |  | 7247428 | 2012-11-30 | 2012-11-15 |  | USD |  | Active | UNM - Sandoval Regional Medical Center
| 1231124 | 15000 | Operating Room | OLYMPUS AMERICA INC | OEV-261H | OEV-261H | MONITORS/ VIDEO |  |  | 7247428 | 2012-11-30 | 2012-11-15 |  | USD |  | Active | UNM - Sandoval Regional Medical Center
SMRC 000728 | 1230654 | 15055 | Anesthesia | ASPECT MEDICAL SYSTEMS INC | BIS VISTA | BIS VISTA | MONITORS/ BISPECTRAL INDEX |  |  | VT25230-01 | 2017-02-06 | 2018-02-15 |  | USD |  | Active | UNM - Sandoval Regional Medical Center
SMRC 000735 | 1231132 | 15055 | Anesthesia | CINCINNATI SUB-ZERO PRODUCTS INC | WARMAIR | 135 | WARMING UNITS/ PATIENT/ FORCED-AIR |  |  | 041-1351850 | 2017-02-06 | 2018-02-15 |  | USD |  | Active | UNM - Sandoval Regional Medical Center
SMRC 000897 | 1231133 | 71520 | Pulmonary Diagnostics | MEDICAL GRAPHICS CORP | CPFS/D USB | 762042-003 | SPIROMETERS |  |  | 220003231 | 2017-04-27 | 2018-04-15 |  | USD |  | Active | UNM - Sandoval Regional Medical Center
| 1230664 | 21015 | Emergency Department | HILL-ROM INC | SURETEMP PLUS | 692 | THERMOMETERS/ ELECTRONIC |  |  | 12203465 | 2012-12-07 | 2012-12-15 |  | USD |  | Active | UNM - Sandoval Regional Medical Center
| 1230665 | 21015 | Emergency Department | HILL-ROM INC | SURETEMP PLUS | 692 | THERMOMETERS/ ELECTRONIC |  |  | 12203469 | 2012-12-07 | 2012-12-15 |  | USD |  | Active | UNM - Sandoval Regional Medical Center
SRMC 000589 | 1230660 | 60100 | Psychiatry | STRYKER CORP | GO BED | FL23P | BEDS/ MECHANICAL | 20120054 |  | X50189 | 2017-01-10 | 2017-01-15 |  | USD | 3049.53 | Active | UNM - Sandoval Regional Medical Center
SRMC 000586 | 1230661 | 60100 | Psychiatry | STRYKER CORP | GO BED | FL23P | BEDS/ MECHANICAL | 20120054 |  | X50191 | 2017-01-10 | 2017-01-15 |  | USD | 3049.54 | Active | UNM - Sandoval Regional Medical Center
SRMC 000597 | 1230662 | 60100 | Psychiatry | STRYKER CORP | GO BED | FL23P | BEDS/ MECHANICAL | 20120054 |  | X50194 | 2017-01-10 | 2017-01-15 |  | USD | 3049.54 | Active | UNM - Sandoval Regional Medical Center
SRMC 000596 | 1230663 | 60100 | Psychiatry | STRYKER CORP | GO BED | FL23P | BEDS/ MECHANICAL | 20120054 |  | X50190 | 2017-01-10 | 2017-01-15 |  | USD | 3049.53 | Active | UNM - Sandoval Regional Medical Center
SRMC 000588 | 1231125 | 60100 | Psychiatry | STRYKER CORP | GO BED | FL23P | BEDS/ MECHANICAL | 20120054 |  | X50192 | 2017-01-10 | 2017-01-15 |  | USD | 3049.54 | Active | UNM - Sandoval Regional Medical Center
SRMC 000594 | 1231126 | 60100 | Psychiatry | STRYKER CORP | GO BED | FL23P | BEDS/ MECHANICAL | 20120054 |  | X50193 | 2017-01-10 | 2017-01-15 |  | USD | 3049.54 | Active | UNM - Sandoval Regional Medical Center
CAP9584 | 1230655 | 15000 | Operating Room | OLYMPUS AMERICA INC | EVIS EXERA CV-190 | EVIS EXERA CV-190 | CAMERAS/ VIDEO/ ENDOSCOPE |  |  | 7223430 | 2012-12-10 | 2012-12-15 |  | USD |  | Active | UNM - Sandoval Regional Medical Center
| 1230658 | 15000 | Operating Room | OLYMPUS AMERICA INC ENDOSCOPE INSTRUMENT DIV | IMH-10 | IMH-10 | VIDEO IMAGE PROCESSORS |  |  | 7100079 | 2012-12-10 | 2012-12-15 |  | USD |  | Active | UNM - Sandoval Regional Medical Center
CAP9578 | 1231127 | 15000 | Operating Room | OLYMPUS AMERICA INC | EVIS EXERA CV-190 | EVIS EXERA CV-190 | CAMERAS/ VIDEO/ ENDOSCOPE |  |  | 7223334 | 2012-12-10 | 2012-12-15 |  | USD |  | Active | UNM - Sandoval Regional Medical Center
CAP9576 | 1231113 | 15000 | Operating Room | OLYMPUS AMERICA INC | EVIS EXERA CV-190 | EVIS EXERA CV-190 | CAMERAS/ VIDEO/ ENDOSCOPE |  |  | 7223323 | 2012-12-10 | 2012-12-15 |  | USD |  | Active | UNM - Sandoval Regional Medical Center
SMRC 000839 | 1230667 | 12220 | Med/Surg Subacute | CARDINAL SCALE MFG CO | 758C | 758C | SCALES/ PATIENT/ PLATFORM/ ELECTRONIC |  |  | E16012-0290 | 2017-03-27 | 2018-03-15 |  | USD |  | Active | UNM - Sandoval Regional Medical Center
SRMC 000925 | 1230671 | 15040 | PACU | PHILIPS HEALTHCARE | M3015A | M3015A | MODULES/ CAPNOGRAPH | 20110040 |  | DE13861963 | 2016-10-01 | 2017-10-15 |  | USD | 3143.33 | Active | UNM - Sandoval Regional Medical Center
CAP9064 | 1230672 | 12120 | Medical/Cardiac ICU | PHILIPS HEALTHCARE | M3015A | M3015A | MODULES/ CAPNOGRAPH | 20110040 |  | DE13861950 | 2017-05-23 | 2018-05-15 |  | USD | 3143.44 | Active | UNM - Sandoval Regional Medical Center
SRMC 000121 | 1230675 | 34225 | ENT Specialty Clinic | SMR INDUSTRIES | SMR MAXI | SMR MAXI | CARTS/ INSTRUMENT | 400778 |  | 09487 | 2013-01-03 | 2013-01-15 |  | USD | 5337.5 | Active | UNM - Sandoval Regional Medical Center
SRMC 000119 | 1230674 | 34225 | ENT Specialty Clinic | SMR INDUSTRIES | SMR MAXI | SMR MAXI | CARTS/ INSTRUMENT | 400778 |  | 09486 | 2013-01-03 | 2013-01-15 |  | USD | 5337.5 | Active | UNM - Sandoval Regional Medical Center
SRMC 000123 | 1230676 | 34225 | ENT Specialty Clinic | SMR INDUSTRIES | SMR MAXI | SMR MAXI | CARTS/ INSTRUMENT | 400778 |  | 09488 | 2013-01-03 | 2013-01-15 |  | USD | 5337.5 | Active | UNM - Sandoval Regional Medical Center
SMRC 000698 | 1230682 | 15055 | Anesthesia | CINCINNATI SUB-ZERO PRODUCTS INC | WARMAIR | 135 | WARMING UNITS/ PATIENT/ FORCED-AIR |  |  | 114-1357655 | 2017-02-10 | 2018-02-15 |  | USD |  | Active | UNM - Sandoval Regional Medical Center
SMRC 000730 | 1230683 | 15055 | Anesthesia | CINCINNATI SUB-ZERO PRODUCTS INC | WARMAIR | 135 | WARMING UNITS/ PATIENT/ FORCED-AIR |  |  | 114-1357683 | 2017-02-06 | 2018-02-15 |  | USD |  | Active | UNM - Sandoval Regional Medical Center
SMRC 000736 | 1262504 | 15055 | Anesthesia | CINCINNATI SUB-ZERO PRODUCTS INC | WARMAIR | 135 | WARMING UNITS/ PATIENT/ FORCED-AIR |  |  | 114-1357680 | 2017-02-18 | 2018-02-15 |  | USD |  | Active | UNM - Sandoval Regional Medical Center
SMRC 000734 | 1262505 | 15055 | Anesthesia | CINCINNATI SUB-ZERO PRODUCTS INC | WARMAIR | 135 | WARMING UNITS/ PATIENT/ FORCED-AIR |  |  | 061-1353402 | 2017-02-06 | 2018-02-15 |  | USD |  | Active | UNM - Sandoval Regional Medical Center
SMRC 000733 | 1262506 | 15055 | Anesthesia | CINCINNATI SUB-ZERO PRODUCTS INC | WARMAIR | 135 | WARMING UNITS/ PATIENT/ FORCED-AIR |  |  | 111-1357051 | 2017-02-06 | 2018-02-15 |  | USD |  | Active | UNM - Sandoval Regional Medical Center
SMRC 000729 | 1262507 | 15055 | Anesthesia | CINCINNATI SUB-ZERO PRODUCTS INC | WARMAIR | 135 | WARMING UNITS/ PATIENT/ FORCED-AIR |  |  | 114-1357663 | 2017-02-06 | 2018-02-15 |  | USD |  | Active | UNM - Sandoval Regional Medical Center
SMRC 000732 | 1262508 | 15055 | Anesthesia | CINCINNATI SUB-ZERO PRODUCTS INC | WARMAIR | 135 | WARMING UNITS/ PATIENT/ FORCED-AIR |  |  | 114-1357660 | 2017-02-10 | 2018-02-15 |  | USD |  | Active | UNM - Sandoval Regional Medical Center
SMRC 000731 | 1262509 | 15055 | Anesthesia | CINCINNATI SUB-ZERO PRODUCTS INC | WARMAIR | 135 | WARMING UNITS/ PATIENT/ FORCED-AIR |  |  | 051-1352728 | 2017-02-10 | 2018-02-15 |  | USD |  | Active | UNM - Sandoval Regional Medical Center
Consignment | 1262511 | 15055 | Anesthesia | DRAEGER MEDICAL INC | VAPOR 2000 (M35054-11) SEVOFLURANE | VAPOR 2000 (M35054-1 | ANESTHESIA UNIT VAPORIZERS |  |  | ARXA-0021 | 2017-06-24 | 2018-06-15 |  | USD |  | Active | UNM - Sandoval Regional Medical Center
CAP7436 | 1230785 | 12120 | Medical/Cardiac ICU | PHILIPS HEALTHCARE | M3015A | M3015A | MODULES/ CAPNOGRAPH | 20110040 |  | DE13861948 | 2017-05-22 | 2018-05-15 |  | USD | 3143.44 | Active | UNM - Sandoval Regional Medical Center
CAP9583 | 1230784 | 15040 | PACU | PHILIPS HEALTHCARE | M3015A | M3015A | MODULES/ CAPNOGRAPH | 20110040 |  | DE13861954 | 2016-09-22 | 2017-10-15 |  | USD | 3143.44 | Active | UNM - Sandoval Regional Medical Center
CAP9446 | 1230677 | 34225 | ENT Specialty Clinic | JEDMED INSTRUMENT CO | SDM 60 | 71-0140-1 | MICROSCOPES/ LIGHT/ EXAMINATION/ OTORHINOLARYNGOLO |  |  | 21809 | 2016-09-15 | 2017-09-15 |  | USD |  | Active | UNM - Sandoval Regional Medical Center
SMRC 000898 | 1230786 | 71520 | Pulmonary Diagnostics | RICE LAKE WEIGHING SYSTEMS | HEALTHWEIGH | H-140-10-5 | SCALES/ PATIENT/ PLATFORM/ ELECTRONIC |  |  | 122512C104755 | 2017-04-22 | 2018-04-15 |  | USD |  | Active | UNM - Sandoval Regional Medical Center
CAP9256 | 1230787 | 95700 | Clinical Engineering | MEDIVANCE INC | 741-00 | 741-00 | CALIBRATORS |  |  | 7713 |  | 2014-07-15 |  | USD |  | Active | UNM - Sandoval Regional Medical Center
CAP9265 | 1230788 | 15010 | Sterile Processing | PCI MEDICAL INC | G18-E | G18-E | DISINFECTING UNITS/ LIQUID/ FLEXIBLE ENDOSCOPE |  |  | 38819 | 2017-02-27 | 2017-09-15 |  | USD |  | Reactivated | UNM - Sandoval Regional Medical Center
CAP9284 | 1230790 | 71510 | Pulmonary Services | NONIN MEDICAL INC | 8500 | 8500 | OXIMETERS/ PULSE |  |  | 501374153 | 2017-04-21 | 2018-04-15 |  | USD |  | Active | UNM - Sandoval Regional Medical Center
CAP9286 | 1230792 | 71510 | Pulmonary Services | NONIN MEDICAL INC | 8500 | 8500 | OXIMETERS/ PULSE |  |  | 501374157 | 2017-04-27 | 2018-04-15 |  | USD |  | Active | UNM - Sandoval Regional Medical Center
CAP9283 | 1230764 | 71510 | Pulmonary Services | NONIN MEDICAL INC | 8500 | 8500 | OXIMETERS/ PULSE |  |  | 501354790 | 2017-04-21 | 2018-04-15 |  | USD |  | Active | UNM - Sandoval Regional Medical Center
CAP9269 | 1230765 | 71510 | Pulmonary Services | MAXTEC INC | MAXO2+A | MAXO2+A | OXYGEN METERS |  |  | XB30999019 | 2017-04-21 | 2018-04-15 |  | USD |  | Active | UNM - Sandoval Regional Medical Center
SMRC 000714 | 1262519 | 15055 | Anesthesia | B BRAUN MEDICAL INC | STIMUPLEX HNS 12 | MD1109 | STIMULATORS/ELECTRICAL/PERIPHERAL NERVE/ANALGESIC |  |  | 16.0781 | 2017-02-13 | 2018-02-15 |  | USD |  | Active | UNM - Sandoval Regional Medical Center
SMRC 000713 | 1230766 | 15055 | Anesthesia | B BRAUN MEDICAL INC | STIMUPLEX HNS 12 | MD1109 | STIMULATORS/ELECTRICAL/PERIPHERAL NERVE/ANALGESIC |  |  | 16.0754 | 2017-02-13 | 2018-02-15 |  | USD |  | Active | UNM - Sandoval Regional Medical Center
SMRC 000715 | 1230767 | 15055 | Anesthesia | B BRAUN MEDICAL INC | STIMUPLEX HNS 12 | MD1109 | STIMULATORS/ELECTRICAL/PERIPHERAL NERVE/ANALGESIC |  |  | 16.0797 | 2017-02-13 | 2018-02-15 |  | USD |  | Active | UNM - Sandoval Regional Medical Center
SMRC 000721 | 1230768 | 15055 | Anesthesia | B BRAUN MEDICAL INC | STIMUPLEX HNS 12 | MD1109 | STIMULATORS/ELECTRICAL/PERIPHERAL NERVE/ANALGESIC |  |  | 16.0798 | 2017-02-13 | 2018-02-15 |  | USD |  | Active | UNM - Sandoval Regional Medical Center
CAP9288 | 1230771 | 71510 | Pulmonary Services | FISHER & PAYKEL HEALTHCARE INC | MR850JHU | MR850JHU | HUMIDIFIERS/ HEATED |  |  | 120828154414 | 2017-04-19 | 2018-04-15 |  | USD |  | Active | UNM - Sandoval Regional Medical Center
CAP9291 | 1230772 | 71510 | Pulmonary Services | FISHER & PAYKEL HEALTHCARE INC | MR850JHU | MR850JHU | HUMIDIFIERS/ HEATED |  |  | 120816153202 | 2017-04-22 | 2018-04-15 |  | USD |  | Active | UNM - Sandoval Regional Medical Center
SRMC 000207 | 1230773 | 15010 | Sterile Processing | STERIS CORP | SYSTEM 1E | 1E | WASHERS/ FLEXIBLE ENDOSCOPE | 20110002 |  | 406120 | 2017-05-30 | 2018-06-15 |  | USD | 19962.26 | Active | UNM - Sandoval Regional Medical Center
SRMC 000120 | 1230668 | 34225 | ENT Specialty Clinic | JEDMED INSTRUMENT CO | PHOENIX III | PHOENIX III | CHAIRS/ EXAMINATION/ TREATMENT | 400666 |  | 339596-3 | 2013-04-23 | 2013-04-15 |  | USD | 6632.75 | Active | UNM - Sandoval Regional Medical Center
SRMC 000122 | 1230669 | 34225 | ENT Specialty Clinic | JEDMED INSTRUMENT CO | PHOENIX III | PHOENIX III | CHAIRS/ EXAMINATION/ TREATMENT | 400666 |  | 339596-1 | 2013-04-23 | 2013-04-15 |  | USD | 6632.75 | Active | UNM - Sandoval Regional Medical Center
SRMC 000118 | 1230670 | 34225 | ENT Specialty Clinic | JEDMED INSTRUMENT CO | PHOENIX III | PHOENIX III | CHAIRS/ EXAMINATION/ TREATMENT | 400666 |  | 339598-4 | 2013-04-23 | 2013-04-15 |  | USD | 6632.75 | Active | UNM - Sandoval Regional Medical Center
SMRC 000724 | 1230751 | 15055 | Anesthesia | LEXION MEDICAL | INSUFLOW | 6198-SC | HUMIDIFIERS/ HEATED |  |  | HW11804-A | 2017-02-06 | 2018-02-15 |  | USD |  | Active | UNM - Sandoval Regional Medical Center
SMRC 000723 | 1230752 | 15055 | Anesthesia | LEXION MEDICAL | INSUFLOW | 6198-SC | HUMIDIFIERS/ HEATED |  |  | HW11805-A | 2017-02-06 | 2018-02-15 |  | USD |  | Active | UNM - Sandoval Regional Medical Center
NER | ZZSRMC Clin Eng | 95700 | Clinical Engineering | NOT ASSIGNED | NO MODEL NAME | NO MODEL NUMBER | DEPARTMENT |  |  | none | 2016-10-19 | 2017-11-15 |  | USD |  | Active | UNM - Sandoval Regional Medical Center
NER | ZZSRMC Radiology | 75000 | Radiology - General | NOT ASSIGNED | NO MODEL NAME | NO MODEL NUMBER | DEPARTMENT |  |  | NONE | 2016-12-29 | 2018-01-15 |  | USD |  | Active | UNM - Sandoval Regional Medical Center
SRMC 000194 | 1263065 | 34015 | Sleep Disorders Center | OLYMPIC | STERILE AIR DRYER MODEL 43 | MODEL 43 | DRYERS | 20120049 |  | 7174 | 2013-08-27 | 2013-08-15 |  | USD | 8706.61 | Active | UNM - Sandoval Regional Medical Center
NER | ZZSRMC Rehab | 76010 | Rehabilitation Services | NOT ASSIGNED | NO MODEL NAME | NO MODEL NUMBER | DEPARTMENT |  |  | none | 2016-08-31 | 2017-09-15 |  | USD |  | Active | UNM - Sandoval Regional Medical Center
CAP9045 | 1263089 | 12120 | Medical/Cardiac ICU | PHILIPS HEALTHCARE | M3015A | M3015A | MODULES/ CAPNOGRAPH | 20110040 |  | DE13861952 | 2017-04-26 | 2018-05-15 |  | USD | 3143.44 | Active | UNM - Sandoval Regional Medical Center
CAP9046 | 1263092 | 12120 | Medical/Cardiac ICU | PHILIPS HEALTHCARE | M3015A | M3015A | MODULES/ CAPNOGRAPH | 20110040 |  | DE13861958 | 2017-04-26 | 2018-05-15 |  | USD | 3143.44 | Active | UNM - Sandoval Regional Medical Center
CAP9043 | 1263091 | 12120 | Medical/Cardiac ICU | PHILIPS HEALTHCARE | M3015A | M3015A | MODULES/ CAPNOGRAPH | 20110040 |  | DE13861956 | 2017-04-27 | 2018-05-15 |  | USD | 3143.44 | Active | UNM - Sandoval Regional Medical Center
CAP9042 | 1263093 | 12120 | Medical/Cardiac ICU | PHILIPS HEALTHCARE | M3015A | M3015A | MODULES/ CAPNOGRAPH | 20110040 |  | DE13861960 | 2017-04-26 | 2018-05-15 |  | USD | 3143.44 | Active | UNM - Sandoval Regional Medical Center
CAP9044 | 1263094 | 12120 | Medical/Cardiac ICU | PHILIPS HEALTHCARE | M3015A | M3015A | MODULES/ CAPNOGRAPH | 20110040 |  | DE13861969 | 2017-04-24 | 2018-05-15 |  | USD | 3143.44 | Active | UNM - Sandoval Regional Medical Center
NER | ZZSRMC Pulmonary | 71510 | Pulmonary Services | NOT ASSIGNED | NO MODEL NAME | NO MODEL NUMBER | DEPARTMENT |  |  | None | 2017-04-04 | 2018-04-15 |  | USD |  | Active | UNM - Sandoval Regional Medical Center
NER | ZZSRMC Facilities | 81000 | Facilities Maintenance | NOT ASSIGNED | NO MODEL NAME | NO MODEL NUMBER | DEPARTMENT |  |  | none | 2016-10-19 | 2017-11-15 |  | USD |  | Active | UNM - Sandoval Regional Medical Center
SMRC 000859 | 1263154 | 77010 | Pharmacy - Inpatient | OHAUS SCALE CORP | SCOUT PRO | SCOUT PRO | BALANCES/ ELECTRONIC |  |  | 7132100482 | 2017-03-23 | 2018-03-15 |  | USD |  | Active | UNM - Sandoval Regional Medical Center
SRMC 001625 | 1263161 | 15000 | Operating Room | TRIMEDYNE | OMNIPULSE MAX | 1210-VHP | LASERS/ HO:YAG |  |  | T950 | 2017-05-22 | 2017-11-15 |  | USD |  | Active | UNM - Sandoval Regional Medical Center
SRMC 000575 | 1263168 | 21015 | Emergency Department | PHILIPS HEALTHCARE | M3015A | M3015A | MODULES/ CAPNOGRAPH |  |  | DE13879861 | 2017-01-23 | 2018-01-15 |  | USD |  | Active | UNM - Sandoval Regional Medical Center
SRMC 000080 | 1263169 | 77010 | Pharmacy - Inpatient | BAKER COMPANY THE | EG- 6320 | EG- 6320 | HOODS/ ISOLATION/ LAMINAR AIR FLOW |  |  | 107020 | 2017-03-07 | 2018-03-15 |  | USD |  | Active | UNM - Sandoval Regional Medical Center
NER | ZZSRMC Psych | 60100 | Psychiatry | NOT ASSIGNED | NO MODEL NAME | NO MODEL NUMBER | DEPARTMENT |  |  | None | 2016-12-29 | 2018-01-15 |  | USD |  | Active | UNM - Sandoval Regional Medical Center
SRMC 001097 | 1263170 | 90020 | Radiology - Admin | TRANSMOTION MEDICAL INC | TMM3 | TMM3 | CHAIRS/ RADIOGRAPHY/ FLUOROSCOPY | 407669 |  | TMM3-B0512146290 | 2014-06-02 | 2014-06-15 |  | USD |  | Active | UNM - Sandoval Regional Medical Center
CAP9344 | 1230763 | 15010 | Sterile Processing | 3M HEALTH CARE | ATTEST 290 | ATTEST 290 | STERILIZATION PROCESS INDICATORS |  |  | 240952 | 2014-06-17 | 2014-06-15 |  | USD |  | Active | UNM - Sandoval Regional Medical Center
CAP9349 | 1230678 | 15000 | Operating Room | OLYMPUS AMERICA INC ENDOSCOPY GROUP | EndoWorks | 7783AH9 | WORKSTATION |  |  | PBACLHV | 2014-06-24 | 2014-06-15 |  | USD |  | Active | UNM - Sandoval Regional Medical Center
NA | 1263179 | 95700 | Clinical Engineering | FLUKE BIOMEDICAL CORP | 80TK | 80TK | THERMOMETERS/ ELECTRONIC/ THERMISTOR/THERMOCOUPLE/ |  |  | 25400046 | 2017-03-24 | 2018-03-15 |  | USD |  | Active | UNM - Sandoval Regional Medical Center
NA | 1263176 | 95700 | Clinical Engineering | RICE LAKE WEIGHING SYSTEMS | METRIC SETS CLASS F | 12524 | WEIGHTS/ BALANCE/ PRECISION |  |  | 1263176 | 2017-03-24 | 2018-03-15 |  | USD |  | Active | UNM - Sandoval Regional Medical Center
NA | 1263177 | 95700 | Clinical Engineering | RICE LAKE WEIGHING SYSTEMS | METRIC SETS CLASS F | 12524 | WEIGHTS/ BALANCE/ PRECISION |  |  | 1263177 | 2017-03-24 | 2018-03-15 |  | USD |  | Active | UNM - Sandoval Regional Medical Center
CAP9363 | 1263180 | 95700 | Clinical Engineering | PHILIPS HEALTHCARE | INNERCOOL COOLREPEAT | CRSTx | THERMOMETERS/ ELECTRONIC/ THERMISTOR/THERMOCOUPLE/ |  |  | CRSTx-0011 | 2017-03-24 | 2018-03-15 |  | USD |  | Active | UNM - Sandoval Regional Medical Center
NA | 1263175 | 95700 | Clinical Engineering | RICE LAKE WEIGHING SYSTEMS | METRIC SETS CLASS F | 12524 | WEIGHTS/ BALANCE/ PRECISION |  |  | none | 2017-03-24 | 2018-03-15 |  | USD |  | Active | UNM - Sandoval Regional Medical Center
SRMC 000759 | 1263185 | 15000 | Operating Room | BAXTER HEALTHCARE CORP | FIBRINOTHERM | FIBRINOTHERM | HOT PLATES/ STIRRING |  |  | FB32889 | 2014-07-28 | 2014-07-15 |  | USD |  | Active | UNM - Sandoval Regional Medical Center
SRMC 000490 | 1263197 | 15055 | Anesthesia | DRAEGER MEDICAL INC | FABIUS TIRO | FABIUS TIRO | ANESTHESIA UNITS | 408820-0-CAP |  | ASFH-0187 | 2017-06-28 | 2017-12-15 |  | USD |  | Active | UNM - Sandoval Regional Medical Center
SRMC 000153 | 1263199 | 15055 | Anesthesia | DRAEGER MEDICAL INC | FABIUS TIRO | FABIUS TIRO | ANESTHESIA UNITS | 408820-0-CAP |  | ASFH-0186 | 2017-06-19 | 2017-12-15 |  | USD |  | Active | UNM - Sandoval Regional Medical Center
Consignment | 1263198 | 15055 | Anesthesia | DRAEGER MEDICAL INC | D-VAPOR AUTOEXCLUSION | D-VAPOR AUTOEXCLUSION | ANESTHESIA UNIT VAPORIZERS |  |  | ASEH-0108 | 2017-06-29 | 2018-06-15 |  | USD |  | Active | UNM - Sandoval Regional Medical Center
Consignment | 1263200 | 15055 | Anesthesia | DRAEGER MEDICAL INC | D-VAPOR AUTOEXCLUSION | D-VAPOR AUTOEXCLUSION | ANESTHESIA UNIT VAPORIZERS |  |  | ARZD-0138 | 2017-06-24 | 2018-06-15 |  | USD |  | Active | UNM - Sandoval Regional Medical Center
CAP9603 | 1262718 | 71510 | Pulmonary Services | HUDSON INDUSTRIES INC | AQUATHERM III PLUS | AQUATHERM III PLUS | NEBULIZERS/ HEATED |  |  | 612100010 | 2015-02-24 | 2015-02-15 |  | USD |  | Active | UNM - Sandoval Regional Medical Center
CAP9604 | 1262719 | 71510 | Pulmonary Services | HUDSON INDUSTRIES INC | AQUATHERM III PLUS | AQUATHERM III PLUS | NEBULIZERS/ HEATED |  |  | 612100019 | 2015-02-24 | 2015-02-15 |  | USD |  | Active | UNM - Sandoval Regional Medical Center
CAP9401 | 1262716 | 15040 | PACU | EXERGEN CORP | TAT-5000 | TAT-5000 | THERMOMETERS/ ELECTRONIC/ INFRARED |  |  | A419075 | 2015-02-24 | 2015-02-15 |  | USD |  | Active | UNM - Sandoval Regional Medical Center
| 1263083 | 34520 | Ortho/Surgery Clinic | EXERGEN CORP | TAT-5000 | TAT-5000 | THERMOMETERS/ ELECTRONIC/ INFRARED |  |  | A283126 | 2015-03-30 | 2015-03-15 |  | USD |  | Active | UNM - Sandoval Regional Medical Center
NER | ZZSRMC Finance | 92040 | Finance - General Ledger | NOT ASSIGNED | NO MODEL NAME | NO MODEL NUMBER | DEPARTMENT |  |  | none | 2016-10-19 | 2017-11-15 |  | USD |  | Active | UNM - Sandoval Regional Medical Center
SRMC000558 | 1262778 | 71510 | Pulmonary Services | AEROGEN (IRELAND) LTD | AERONEB PRO-X | AERONEB PRO-X | NEBULIZERS/ NONHEATED |  |  | AP-1507748 | 2015-12-29 | 2015-12-15 |  | USD |  | Active | UNM - Sandoval Regional Medical Center
SRMC000559 | 1262779 | 71510 | Pulmonary Services | AEROGEN (IRELAND) LTD | AERONEB PRO-X | AERONEB PRO-X | NEBULIZERS/ NONHEATED |  |  | AP-1507750 | 2015-12-29 | 2015-12-15 |  | USD |  | Active | UNM - Sandoval Regional Medical Center
SRMC 000560 | 1262780 | 21015 | Emergency Department | PHILIPS HEALTHCARE | HEARTSTART MRX | M3535A | DEFIBRILLATOR/ MONITOR/ PACEMAKERS |  |  | US00593827 | 2017-01-12 | 2018-01-15 |  | USD |  | Active | UNM - Sandoval Regional Medical Center
SRMC 001216 | 1262813 | 15000 | Operating Room | SONY CORPORATION OF AMERICA | LMD2110MD/OL | LMD2110MD/OL | MONITORS/ VIDEO | 421003-0-CAP |  | S032057205 | 2016-05-23 | 2016-05-15 |  | USD |  | Active | UNM - Sandoval Regional Medical Center
SRMC 001217 | 1262814 | 15000 | Operating Room | OLYMPUS AMERICA INC | TC-C2 | TC-C2 | CARTS/ OTHER | 421003-0-CAP |  | 21604326 | 2016-05-23 | 2016-05-15 |  | USD |  | Active | UNM - Sandoval Regional Medical Center
SRMC 001225 | 1262817 | 71520 | Pulmonary Diagnostics | Medgraphics | 3L | 192808 | SYRINGES/ PLUNGER/ CALIBRATION |  |  | 116665 | 2016-06-02 | 2016-06-15 |  | USD | 250 | Active | UNM - Sandoval Regional Medical Center
NER | ZZSRMC Bed Mgmt | 82000 | Environmental Services | NOT ASSIGNED | NO MODEL NAME | NO MODEL NUMBER | DEPARTMENT |  |  | none | 2016-10-19 | 2017-11-15 |  | USD |  | Active | UNM - Sandoval Regional Medical Center
SRMC 001682 | 1262907 | 15000 | Operating Room | COCHLEAR | NUCLEUS | CR220 | PROGRAMMER/TESTERS/ ELECTRICAL STIMULATOR/ IMPLANT |  |  | 1040240016889A | 2017-05-15 | 2017-05-15 |  | USD |  | Active | UNM - Sandoval Regional Medical Center
NA | T100025970 | 15000 | Operating Room | KARL STORZ ENDOSCOPY-AMERICA INC | MODULITH SLX | MODULITH SLX | LITHOTRIPTERS |  |  | OD656 | 2017-02-08 | 2017-08-15 |  | USD |  | Active | UNM - Sandoval Regional Medical Center
NER | ZZSRMC IT Info Serv | 71510 | Pulmonary Services | NOT ASSIGNED | NO MODEL NAME | NO MODEL NUMBER | DEPARTMENT |  |  | None | 2016-11-28 | 2017-11-15 |  | USD |  | Active | UNM - Sandoval Regional Medical Center
SRMC 001658 | 1262890 | 34237 | Uro/Gyn Clinic | LABORIE | GOBY SYSTEM | GOBY SYSTEM | URODYNAMIC MEASUREMENT SYSTEMS | 425548-0-CAP |  | Ghub-6-16113329 | 2017-03-29 | 2017-09-15 |  | USD | 13940 | Active | UNM - Sandoval Regional Medical Center
SRMC 001657 | 1262889 | 34237 | Uro/Gyn Clinic | LABORIE MEDICAL TECHNOLOGIES CORP | UDS ROAM | UDS ROAM | URODYNAMIC MEASUREMENT SYSTEMS | 425548-0-CAP |  | GRAM-8-16124479 | 2017-03-29 | 2017-09-15 |  | USD | 13940 | Active | UNM - Sandoval Regional Medical Center
SRMC 001656 | 1262888 | 34237 | Uro/Gyn Clinic | NOT ASSIGNED | UROCAP-IV | UROCAP-IV | ANALYZERS/ LABORATORY/ URINE | 425548-0-CAP |  | UCIV-7-16124002 | 2017-03-29 | 2017-09-15 |  | USD | 13940 | Active | UNM - Sandoval Regional Medical Center
SRMC 001655 | 1262887 | 34237 | Uro/Gyn Clinic | TOSHIBA AMERICA MEDICAL SYSTEMS INC | TECRA | TECRA A2-S316 | COMPUTERS | 425548-0-CAP |  | XG043574H | 2017-03-29 | 2017-03-15 |  | USD | 13940 | Active | UNM - Sandoval Regional Medical Center
SRMC 001449 | 1262844 | 15010 | Sterile Processing | STERIS CORP | FX00-43 | FX00-43 | STERILIZATION LOAD/UNLOAD MODULES | 20110002 |  | 3613612001 | 2017-04-07 | 2017-08-15 |  | USD |  | Active | UNM - Sandoval Regional Medical Center
SRMC Active Inventory
Copyright (c) 2000-2017 salesforce.com, inc. All rights reserved.
Confidential Information - Do Not Distribute
Generated By: Carla Healy 7/24/2017 10:30 AM
Philips Healthcare, North America